## allProbs
| 0: Incorrect turbine operation | 0: Increased turbine loads | 0: Vessel or Aircraft Collision | 0: Falling topside components | 0: Turbine parked | 0: Reduced power output | 0: Drift off station | 0: Compromised buoyancy/stability | 0: Large hydrostatic offset (angle of list/loll or draft change) | 0: Excess dynamics | 0: Capsize | 0: Sink | 0: Mooring-mooring clashing | 0: Mooring-cable clashing | 0: Anchor-cable clashing | 0: Change in mooring profile | 0: Excess mooring loads | 0: Mooring line nonfunctional | 0: Shared line nonfunctional | 0: Excess Anchor Loads | 0: Anchor dragging | 0: Change in cable profile | 0: Excessive load on cable | 0: Array cable: Loss of connectivity | 0: Substation/grid interruption | 0: Reduced AEP | 0: RNA structural | 0: generator & gearbox | 0: turbine controls | 0: tower structural | 0: platform (structural integrity) | 0: platform (watertightness) | 0: ballast system failure | 0: chain | 0: synthetic rope | 0: wire rope | 0: connectors | 0: clump weights or floats | 0: single anchor | 0: shared anchor | 0: buoyancy modules | 0: tether and anchor systems | 0: cable protection system | 0: dynamic cable | 0: static cable | 0: terminations | 0: offshore joints | 1: Incorrect turbine operation | 1: Increased turbine loads | 1: Vessel or Aircraft Collision | 1: Falling topside components | 1: Turbine parked | 1: Reduced power output | 1: Drift off station | 1: Compromised buoyancy/stability | 1: Large hydrostatic offset (angle of list/loll or draft change) | 1: Excess dynamics | 1: Capsize | 1: Sink | 1: Mooring-mooring clashing | 1: Mooring-cable clashing | 1: Anchor-cable clashing | 1: Change in mooring profile | 1: Excess mooring loads | 1: Mooring line nonfunctional | 1: Shared line nonfunctional | 1: Excess Anchor Loads | 1: Anchor dragging | 1: Change in cable profile | 1: Excessive load on cable | 1: Array cable: Loss of connectivity | 1: Substation/grid interruption | 1: Reduced AEP | 1: RNA structural | 1: generator & gearbox | 1: turbine controls | 1: tower structural | 1: platform (structural integrity) | 1: platform (watertightness) | 1: ballast system failure | 1: chain | 1: synthetic rope | 1: wire rope | 1: connectors | 1: clump weights or floats | 1: single anchor | 1: shared anchor | 1: buoyancy modules | 1: tether and anchor systems | 1: cable protection system | 1: dynamic cable | 1: static cable | 1: terminations | 1: offshore joints | 2: Incorrect turbine operation | 2: Increased turbine loads | 2: Vessel or Aircraft Collision | 2: Falling topside components | 2: Turbine parked | 2: Reduced power output | 2: Drift off station | 2: Compromised buoyancy/stability | 2: Large hydrostatic offset (angle of list/loll or draft change) | 2: Excess dynamics | 2: Capsize | 2: Sink | 2: Mooring-mooring clashing | 2: Mooring-cable clashing | 2: Anchor-cable clashing | 2: Change in mooring profile | 2: Excess mooring loads | 2: Mooring line nonfunctional | 2: Shared line nonfunctional | 2: Excess Anchor Loads | 2: Anchor dragging | 2: Change in cable profile | 2: Excessive load on cable | 2: Array cable: Loss of connectivity | 2: Substation/grid interruption | 2: Reduced AEP | 2: RNA structural | 2: generator & gearbox | 2: turbine controls | 2: tower structural | 2: platform (structural integrity) | 2: platform (watertightness) | 2: ballast system failure | 2: chain | 2: synthetic rope | 2: wire rope | 2: connectors | 2: clump weights or floats | 2: single anchor | 2: shared anchor | 2: buoyancy modules | 2: tether and anchor systems | 2: cable protection system | 2: dynamic cable | 2: static cable | 2: terminations | 2: offshore joints | 3: Incorrect turbine operation | 3: Increased turbine loads | 3: Vessel or Aircraft Collision | 3: Falling topside components | 3: Turbine parked | 3: Reduced power output | 3: Drift off station | 3: Compromised buoyancy/stability | 3: Large hydrostatic offset (angle of list/loll or draft change) | 3: Excess dynamics | 3: Capsize | 3: Sink | 3: Mooring-mooring clashing | 3: Mooring-cable clashing | 3: Anchor-cable clashing | 3: Change in mooring profile | 3: Excess mooring loads | 3: Mooring line nonfunctional | 3: Shared line nonfunctional | 3: Excess Anchor Loads | 3: Anchor dragging | 3: Change in cable profile | 3: Excessive load on cable | 3: Array cable: Loss of connectivity | 3: Substation/grid interruption | 3: Reduced AEP | 3: RNA structural | 3: generator & gearbox | 3: turbine controls | 3: tower structural | 3: platform (structural integrity) | 3: platform (watertightness) | 3: ballast system failure | 3: chain | 3: synthetic rope | 3: wire rope | 3: connectors | 3: clump weights or floats | 3: single anchor | 3: shared anchor | 3: buoyancy modules | 3: tether and anchor systems | 3: cable protection system | 3: dynamic cable | 3: static cable | 3: terminations | 3: offshore joints | 4: Incorrect turbine operation | 4: Increased turbine loads | 4: Vessel or Aircraft Collision | 4: Falling topside components | 4: Turbine parked | 4: Reduced power output | 4: Drift off station | 4: Compromised buoyancy/stability | 4: Large hydrostatic offset (angle of list/loll or draft change) | 4: Excess dynamics | 4: Capsize | 4: Sink | 4: Mooring-mooring clashing | 4: Mooring-cable clashing | 4: Anchor-cable clashing | 4: Change in mooring profile | 4: Excess mooring loads | 4: Mooring line nonfunctional | 4: Shared line nonfunctional | 4: Excess Anchor Loads | 4: Anchor dragging | 4: Change in cable profile | 4: Excessive load on cable | 4: Array cable: Loss of connectivity | 4: Substation/grid interruption | 4: Reduced AEP | 4: RNA structural | 4: generator & gearbox | 4: turbine controls | 4: tower structural | 4: platform (structural integrity) | 4: platform (watertightness) | 4: ballast system failure | 4: chain | 4: synthetic rope | 4: wire rope | 4: connectors | 4: clump weights or floats | 4: single anchor | 4: shared anchor | 4: buoyancy modules | 4: tether and anchor systems | 4: cable protection system | 4: dynamic cable | 4: static cable | 4: terminations | 4: offshore joints | 5: Incorrect turbine operation | 5: Increased turbine loads | 5: Vessel or Aircraft Collision | 5: Falling topside components | 5: Turbine parked | 5: Reduced power output | 5: Drift off station | 5: Compromised buoyancy/stability | 5: Large hydrostatic offset (angle of list/loll or draft change) | 5: Excess dynamics | 5: Capsize | 5: Sink | 5: Mooring-mooring clashing | 5: Mooring-cable clashing | 5: Anchor-cable clashing | 5: Change in mooring profile | 5: Excess mooring loads | 5: Mooring line nonfunctional | 5: Shared line nonfunctional | 5: Excess Anchor Loads | 5: Anchor dragging | 5: Change in cable profile | 5: Excessive load on cable | 5: Array cable: Loss of connectivity | 5: Substation/grid interruption | 5: Reduced AEP | 5: RNA structural | 5: generator & gearbox | 5: turbine controls | 5: tower structural | 5: platform (structural integrity) | 5: platform (watertightness) | 5: ballast system failure | 5: chain | 5: synthetic rope | 5: wire rope | 5: connectors | 5: clump weights or floats | 5: single anchor | 5: shared anchor | 5: buoyancy modules | 5: tether and anchor systems | 5: cable protection system | 5: dynamic cable | 5: static cable | 5: terminations | 5: offshore joints | 6: Incorrect turbine operation | 6: Increased turbine loads | 6: Vessel or Aircraft Collision | 6: Falling topside components | 6: Turbine parked | 6: Reduced power output | 6: Drift off station | 6: Compromised buoyancy/stability | 6: Large hydrostatic offset (angle of list/loll or draft change) | 6: Excess dynamics | 6: Capsize | 6: Sink | 6: Mooring-mooring clashing | 6: Mooring-cable clashing | 6: Anchor-cable clashing | 6: Change in mooring profile | 6: Excess mooring loads | 6: Mooring line nonfunctional | 6: Shared line nonfunctional | 6: Excess Anchor Loads | 6: Anchor dragging | 6: Change in cable profile | 6: Excessive load on cable | 6: Array cable: Loss of connectivity | 6: Substation/grid interruption | 6: Reduced AEP | 6: RNA structural | 6: generator & gearbox | 6: turbine controls | 6: tower structural | 6: platform (structural integrity) | 6: platform (watertightness) | 6: ballast system failure | 6: chain | 6: synthetic rope | 6: wire rope | 6: connectors | 6: clump weights or floats | 6: single anchor | 6: shared anchor | 6: buoyancy modules | 6: tether and anchor systems | 6: cable protection system | 6: dynamic cable | 6: static cable | 6: terminations | 6: offshore joints | 7: Incorrect turbine operation | 7: Increased turbine loads | 7: Vessel or Aircraft Collision | 7: Falling topside components | 7: Turbine parked | 7: Reduced power output | 7: Drift off station | 7: Compromised buoyancy/stability | 7: Large hydrostatic offset (angle of list/loll or draft change) | 7: Excess dynamics | 7: Capsize | 7: Sink | 7: Mooring-mooring clashing | 7: Mooring-cable clashing | 7: Anchor-cable clashing | 7: Change in mooring profile | 7: Excess mooring loads | 7: Mooring line nonfunctional | 7: Shared line nonfunctional | 7: Excess Anchor Loads | 7: Anchor dragging | 7: Change in cable profile | 7: Excessive load on cable | 7: Array cable: Loss of connectivity | 7: Substation/grid interruption | 7: Reduced AEP | 7: RNA structural | 7: generator & gearbox | 7: turbine controls | 7: tower structural | 7: platform (structural integrity) | 7: platform (watertightness) | 7: ballast system failure | 7: chain | 7: synthetic rope | 7: wire rope | 7: connectors | 7: clump weights or floats | 7: single anchor | 7: shared anchor | 7: buoyancy modules | 7: tether and anchor systems | 7: cable protection system | 7: dynamic cable | 7: static cable | 7: terminations | 7: offshore joints | 8: Incorrect turbine operation | 8: Increased turbine loads | 8: Vessel or Aircraft Collision | 8: Falling topside components | 8: Turbine parked | 8: Reduced power output | 8: Drift off station | 8: Compromised buoyancy/stability | 8: Large hydrostatic offset (angle of list/loll or draft change) | 8: Excess dynamics | 8: Capsize | 8: Sink | 8: Mooring-mooring clashing | 8: Mooring-cable clashing | 8: Anchor-cable clashing | 8: Change in mooring profile | 8: Excess mooring loads | 8: Mooring line nonfunctional | 8: Shared line nonfunctional | 8: Excess Anchor Loads | 8: Anchor dragging | 8: Change in cable profile | 8: Excessive load on cable | 8: Array cable: Loss of connectivity | 8: Substation/grid interruption | 8: Reduced AEP | 8: RNA structural | 8: generator & gearbox | 8: turbine controls | 8: tower structural | 8: platform (structural integrity) | 8: platform (watertightness) | 8: ballast system failure | 8: chain | 8: synthetic rope | 8: wire rope | 8: connectors | 8: clump weights or floats | 8: single anchor | 8: shared anchor | 8: buoyancy modules | 8: tether and anchor systems | 8: cable protection system | 8: dynamic cable | 8: static cable | 8: terminations | 8: offshore joints | 9: Incorrect turbine operation | 9: Increased turbine loads | 9: Vessel or Aircraft Collision | 9: Falling topside components | 9: Turbine parked | 9: Reduced power output | 9: Drift off station | 9: Compromised buoyancy/stability | 9: Large hydrostatic offset (angle of list/loll or draft change) | 9: Excess dynamics | 9: Capsize | 9: Sink | 9: Mooring-mooring clashing | 9: Mooring-cable clashing | 9: Anchor-cable clashing | 9: Change in mooring profile | 9: Excess mooring loads | 9: Mooring line nonfunctional | 9: Shared line nonfunctional | 9: Excess Anchor Loads | 9: Anchor dragging | 9: Change in cable profile | 9: Excessive load on cable | 9: Array cable: Loss of connectivity | 9: Substation/grid interruption | 9: Reduced AEP | 9: RNA structural | 9: generator & gearbox | 9: turbine controls | 9: tower structural | 9: platform (structural integrity) | 9: platform (watertightness) | 9: ballast system failure | 9: chain | 9: synthetic rope | 9: wire rope | 9: connectors | 9: clump weights or floats | 9: single anchor | 9: shared anchor | 9: buoyancy modules | 9: tether and anchor systems | 9: cable protection system | 9: dynamic cable | 9: static cable | 9: terminations | 9: offshore joints
0: Incorrect turbine operation | 1 | 0.0099401 | 0.00050681 | 0.037463 | 0.0089206 | 0.011773 | 0.00051025 | 0.000505 | 0.000505 | 0.0095654 | 0.00054659 | 0.0005005 | 0.51366 | 0.51698 | 0.010598 | 0.0075156 | 0.0075156 | 0.50688 | 0.50687 | 0 | 0.50687 | 0.011205 | 0.011205 | 0.01025 | 0.0099294 | 0.47823 | 0.012022 | 0.012558 | 0.015048 | 0.011003 | 0.0050975 | 0.505 | 0.0027775 | 0.0027912 | 0.0027926 | 0.0027912 | 0.0027926 | 0.0027912 | 0.0069816 | 0.0069781 | 0.0036575 | 0.5125 | 0.0028187 | 0.0028187 | 0.010506 | 0.5125 | 0.011326 | 0.043638 | 0.018532 | 0.00050681 | 0.0057603 | 0.00050875 | 0.00060375 | 0.00051025 | 0.0005005 | 0.0012976 | 0.0075156 | 0.0011325 | 0.00099893 | 0.51366 | 0.00051698 | 0.033608 | 0.00050688 | 0.00050688 | 0.013652 | 0.25784 | 0 | 0.027362 | 0.00051025 | 0.00051025 | 0.062625 | 0.0099294 | 0.011535 | 0.23581 | 0.29135 | 0.54924 | 0.13027 | 0.011539 | 0.011539 | 0.010473 | 0.15851 | 0.16502 | 0.15851 | 0.16377 | 0.15851 | 0.015389 | 0.014893 | 0.34198 | 0.026393 | 0.027023 | 0.027023 | 0.026007 | 0.024736 | 0.10787 | 0.02975 | 0.13992 | 0.013128 | 0.0054612 | 0.017375 | 0.20599 | 0.03736 | 0.00050688 | 0.00099294 | 0.54659 | 0.00099294 | 0.000999 | 0.00051366 | 0.0071085 | 0.03066 | 0.0069781 | 0.50688 | 0.0069781 | 0.0069781 | 0 | 0.023708 | 0.12858 | 0.12817 | 0.019514 | 0.009868 | 0.020978 | 0.2313 | 0.2859 | 0.5394 | 0.12756 | 0.0099294 | 0.0099294 | 0.0099294 | 0.015651 | 0.50775 | 0.015651 | 0.016164 | 0.5075 | 0.01113 | 0.010883 | 0.32759 | 0.024493 | 0.024821 | 0.024821 | 0.024493 | 0.024963 | 0.10262 | 0.02975 | 0.068149 | 0.013605 | 0.0054612 | 0.017375 | 0.20599 | 0.00098973 | 0.0034859 | 0.00099294 | 0.091951 | 0.00099294 | 0.000999 | 0.026983 | 0.041736 | 0.032335 | 0.013609 | 0.013609 | 0.047381 | 0.040884 | 0 | 0.027268 | 0.055794 | 0.055331 | 0.019514 | 0.0098657 | 0.020978 | 0.2313 | 0.2859 | 0.5394 | 0.12756 | 0.0099294 | 0.0099294 | 0.0099294 | 0.014894 | 0.01539 | 0.014894 | 0.01539 | 0.014894 | 0.015279 | 0.014789 | 0.32759 | 0.091793 | 0.024821 | 0.024821 | 0.066659 | 0.024963 | 0.14958 | 0.02977 | 0.067855 | 0.013605 | 0.0054274 | 0.017244 | 0.20349 | 0.0009868 | 0.0039831 | 0.0009868 | 0.091433 | 0.0009868 | 0.00099901 | 0.027271 | 0.047526 | 0.032341 | 0.025636 | 0.013385 | 0.013574 | 0.013574 | 0 | 0.02727 | 0.055551 | 0.055091 | 0.019516 | 0.0098657 | 0.020883 | 0.22848 | 0.2824 | 0.53273 | 0.12605 | 0.009868 | 0.009868 | 0.009868 | 0.028958 | 0.029705 | 0.028958 | 0.029705 | 0.028958 | 0.015281 | 0.014791 | 0.32357 | 0.093451 | 0.024595 | 0.024595 | 0.068508 | 0.024963 | 0.15192 | 0.029771 | 0.067841 | 0.013605 | 0.0054261 | 0.017239 | 0.20339 | 0.00098657 | 0.0039804 | 0.00098657 | 0.091392 | 0.00098657 | 0.00099901 | 0.048125 | 0.041698 | 0.032341 | 0.013548 | 0.048071 | 0.013548 | 0.013548 | 0 | 0.02702 | 0.055539 | 0.055079 | 0.019516 | 0.0098657 | 0.020879 | 0.22838 | 0.28227 | 0.53247 | 0.12599 | 0.0098657 | 0.0098657 | 0.0098657 | 0.014789 | 0.015279 | 0.014789 | 0.015279 | 0.014789 | 0.014989 | 0.014516 | 0.32342 | 0.091555 | 0.024587 | 0.024587 | 0.066527 | 0.024963 | 0.14946 | 0.039034 | 0.017866 | 0.013605 | 0.0054261 | 0.033257 | 0.25924 | 0.00098654 | 0.00099901 | 0.00098657 | 0.091392 | 0.0020439 | 0.00099848 | 0.027271 | 0.041232 | 0.032905 | 0.013565 | 0.013565 | 0.027221 | 0.013548 | 0 | 0.027268 | 0.031056 | 0.031056 | 0.019516 | 0.0098657 | 0.027584 | 0.22838 | 0.28227 | 0.53247 | 0.12599 | 0.025475 | 0.025475 | 0.0098657 | 0.035779 | 0.043019 | 0.035779 | 0.036522 | 0.035779 | 0.015279 | 0.014789 | 0.32342 | 0.069506 | 0.024587 | 0.024587 | 0.055028 | 0.041365 | 0.13901 | 0.029771 | 0.067841 | 0.013605 | 0.0054261 | 0.017239 | 0.20339 | 0.00098657 | 0.0034716 | 0.00098657 | 0.091392 | 0.00098657 | 0.00099901 | 0.027271 | 0.034946 | 0.032341 | 0.070417 | 0.035999 | 0.047258 | 0.047258 | 0 | 0.027107 | 0.055539 | 0.055079 | 0.019516 | 0.0098657 | 0.020879 | 0.22838 | 0.28227 | 0.53247 | 0.12599 | 0.0098657 | 0.0098657 | 0.0098657 | 0.014789 | 0.015279 | 0.014789 | 0.015279 | 0.014789 | 0.015091 | 0.014612 | 0.32342 | 0.089371 | 0.024587 | 0.024587 | 0.064239 | 0.024963 | 0.14662 | 0.029771 | 0.067841 | 0.013605 | 0.0054261 | 0.017239 | 0.20339 | 0.00098657 | 0.0039804 | 0.00098657 | 0.091392 | 0.00098657 | 0.00099901 | 0.027271 | 0.041698 | 0.032341 | 0.013548 | 0.070768 | 0.013548 | 0.013548 | 0 |  | 0.055539 | 0.055079 | 0.019516 | 0.0098657 | 0.020879 | 0.22838 | 0.28227 | 0.53247 | 0.12599 | 0.0098657 | 0.0098657 | 0.0098657 | 0.014789 | 0.015279 | 0.014789 | 0.015279 | 0.014789 | 0.014798 | 0.014336 | 0.32342 | 0.091555 | 0.024587 | 0.024587 | 0.066527 | 0.024963 | 0.14946 | 0.029771 | 0.067841 | 0.013605 | 0.0054261 | 0.017239 | 0.20339 | 0.00098657 | 0.0034716 | 0.00098657 | 0.091392 | 0.00098657 | 0.00099901 | 0.027271 | 0.041706 | 0.032341 | 0.013565 | 0.013565 | 0.047247 | 0.040697 | 0 | 0.027268 | 0.055539 | 0.055079 | 0.019516 | 0.0098657 | 0.020879 | 0.22838 | 0.28227 | 0.53247 | 0.12599 | 0.0098657 | 0.0098657 | 0.0098657 | 0.014789 | 0.015279 | 0.014789 | 0.015279 | 0.014789 | 0.015279 | 0.014789 | 0.32342 | 0.091558 | 0.024587 | 0.024587 | 0.06653 | 0.024963 | 0.14946 | 0.073225 | 0.064625
0: Increased turbine loads | 0.0099401 | 1 | 0.00050681 | 0.50275 | 0.50875 | 0.011773 | 0.1411 | 0.000505 | 0.000505 | 0.54659 | 0.0005005 | 0.0005005 | 0.00051366 | 0.00051698 | 0.010598 | 0.50687 | 0.50688 | 0.50687 | 0.50687 | 0 | 0.50687 | 0.51025 | 0.51025 | 0.01025 | 0.0099294 | 0.0060375 | 0.012022 | 0.012558 | 0.015048 | 0.011003 | 0.0050975 | 0.505 | 0.0027775 | 0.0027912 | 0.0027926 | 0.0027912 | 0.0027926 | 0.0027912 | 0.0069816 | 0.0069781 | 0.0036575 | 0.5125 | 0.0028188 | 0.0028188 | 0.5125 | 0.0005125 | 0.5525 | 0.025187 | 0.010659 | 0.00050681 |  | 0.50875 | 0.60375 | 0.00051025 | 0.0005005 |  | 0.0075156 | 0.00054659 | 0.00099923 | 0.0070628 | 0.51698 | 0.021873 | 0.0069695 | 0.0069695 | 0.013609 |  | 0 | 0.027316 | 0.51025 | 0.51025 | 0.50161 | 0.0099294 | 0.22307 |  |  |  |  | 0.062136 | 0.062136 | 0.010746 | 0.28557 | 0.50775 | 0.28557 | 0.29498 | 0.5075 | 0.015335 | 0.014842 |  |  |  |  | 0.36486 | 0.27401 | 0.44721 |  |  | 0.013598 | 0.0054612 | 0.017375 | 0.20599 | 0.0015143 | 0.00098973 | 0.00099294 | 0.10045 | 0.00099294 | 0.000999 | 0.00051366 | 0.033549 | 0.010598 | 0.0069781 | 0.020996 | 0.0069781 | 0.0069781 | 0 |  |  |  | 0.019514 | 0.0098657 |  | 0.2313 | 0.2859 | 0.5394 | 0.12756 | 0.0099294 | 0.0099294 | 0.0099294 | 0.015651 | 0.019347 | 0.015651 | 0.016164 | 0.018836 | 0.015217 | 0.014731 | 0.32759 | 0.024185 | 0.024821 | 0.024821 | 0.024185 | 0.024963 | 0.10038 | 0.02975 |  | 0.013605 | 0.0054612 | 0.017375 | 0.20599 | 0.00098973 |  | 0.00099294 | 0.091951 | 0.00099294 | 0.000999 | 0.026983 | 0.041736 | 0.032335 | 0.013609 | 0.013609 | 0.013548 | 0.013548 | 0 | 0.027268 | 0.055794 | 0.055331 | 0.019514 | 0.0098657 | 0.020978 | 0.2313 | 0.2859 | 0.5394 | 0.12756 | 0.0099294 | 0.0099294 | 0.0099294 | 0.014894 | 0.01539 | 0.014894 | 0.01539 | 0.014894 | 0.015279 | 0.014789 | 0.32759 |  | 0.024821 | 0.024821 |  | 0.024963 |  |  | 0.017866 | 0.013605 | 0.0054262 | 0.033253 | 0.25923 | 0.00098654 | 0.00099901 | 0.00098657 | 0.091392 | 0.0020436 | 0.00099848 | 0.027271 | 0.041232 | 0.032905 | 0.013565 | 0.013565 | 0.027194 | 0.013549 | 0 | 0.027268 | 0.031056 | 0.031056 | 0.019516 | 0.0098657 |  | 0.22838 | 0.28227 | 0.53248 | 0.12599 | 0.025472 | 0.025472 | 0.0098657 | 0.035776 | 0.043015 | 0.035776 | 0.036519 | 0.035776 | 0.015279 | 0.014789 | 0.32342 |  | 0.024587 | 0.024587 | 0.055028 | 0.041364 | 0.13901 | 0.029771 | 0.068142 | 0.013605 | 0.0054261 | 0.017239 | 0.20339 | 0.00098657 | 0.0038487 | 0.00098657 | 0.091392 | 0.00098657 | 0.00099901 | 0.027271 | 0.041698 | 0.032341 | 0.013548 |  | 0.013548 | 0.013548 | 0 | 0.020137 | 0.055539 | 0.055079 | 0.019516 | 0.0098657 | 0.020879 | 0.22838 | 0.28227 | 0.53247 | 0.12599 | 0.0098657 | 0.0098657 | 0.0098657 | 0.014789 | 0.015279 | 0.014789 | 0.015279 | 0.014789 | 0.0069816 | 0.0069781 | 0.32342 |  | 0.024587 | 0.024587 |  | 0.024963 |  | 0.029771 |  | 0.013605 | 0.0054261 | 0.017239 | 0.20339 | 0.00098654 |  | 0.00098657 | 0.091392 | 0.00098657 | 0.00099901 | 0.027271 | 0.04171 | 0.032341 | 0.013565 | 0.013565 | 0.013548 | 0.013548 | 0 | 0.027268 | 0.055539 | 0.055079 | 0.019516 | 0.0098657 | 0.020879 | 0.22838 | 0.28227 | 0.53247 | 0.12599 | 0.0098657 | 0.0098657 | 0.0098657 | 0.014789 | 0.015279 | 0.014789 | 0.015279 | 0.014789 | 0.015279 | 0.014789 | 0.32342 |  | 0.024587 | 0.024587 |  | 0.024963 |  | 0.029771 | 0.068142 | 0.013605 | 0.0054261 | 0.017239 | 0.20339 | 0.00098657 | 0.0034716 | 0.00098657 | 0.091392 | 0.00098657 | 0.00099901 | 0.027271 | 0.041706 | 0.032341 | 0.013565 | 0.013565 | 0.050466 | 0.04394 | 0 | 0.027268 | 0.055539 | 0.055079 | 0.019516 | 0.0098657 | 0.020879 | 0.22838 | 0.28227 | 0.53247 | 0.12599 | 0.0098657 | 0.0098657 | 0.0098657 | 0.014789 | 0.015279 | 0.014789 | 0.015279 | 0.014789 | 0.015279 | 0.014789 | 0.32342 |  | 0.024587 | 0.024587 |  | 0.024963 |  | 0.029771 | 0.068142 | 0.013605 | 0.0054261 | 0.017239 | 0.20339 | 0.00098657 | 0.0038487 | 0.00098657 | 0.091392 | 0.00098657 | 0.00099901 | 0.027271 | 0.041698 | 0.032341 | 0.013548 |  | 0.013548 | 0.013548 | 0 | 0.020137 | 0.055539 | 0.055079 | 0.019516 | 0.0098657 | 0.020879 | 0.22838 | 0.28227 | 0.53247 | 0.12599 | 0.0098657 | 0.0098657 | 0.0098657 | 0.014789 | 0.015279 | 0.014789 | 0.015279 | 0.014789 | 0.0069816 | 0.0069781 | 0.32342 |  | 0.024587 | 0.024587 |  | 0.024963 |  | 0.029771 | 0.068142 | 0.013605 | 0.0054261 | 0.017239 | 0.20339 | 0.00098657 | 0 | 0.00098657 | 0.091392 | 0.00098657 | 0.00099901 | 0.027271 | 0.041706 | 0.032341 | 0.013565 | 0.013565 | 0.013548 | 0.013548 | 0 | 0.027268 | 0.055539 | 0.055079 | 0.019516 | 0.0098657 | 0.020879 | 0.22838 | 0.28227 | 0.53247 | 0.12599 | 0.0098657 | 0.0098657 | 0.0098657 | 0.014789 | 0.015279 | 0.014789 | 0.015279 | 0.014789 | 0.015279 | 0.014789 | 0.32342 |  | 0.024587 | 0.024587 |  | 0.024963 |  | 0.082199 | 0.070739
0: Vessel or Aircraft Collision | 0.50975 | 0.50975 | 1 | 0.0027875 | 0.0069317 | 0.0082261 | 0.00050681 | 0.5005 | 0.00050681 | 0.0074473 | 0.00050681 | 0.0005005 | 0.51366 | 0.51698 | 0.021873 | 0.50687 | 0.50688 | 0.47655 | 0.47655 | 0 | 0.023708 | 0.51025 | 0.51025 | 0.019684 | 0.0050681 | 0.505 | 0.0083998 | 0.0087745 | 0.010514 | 0.0076879 | 0.0050681 | 0.0050681 | 0.0050681 | 0.0069147 | 0.0069181 | 0.0069147 | 0.0069181 | 0.0069147 | 0.01113 | 0.010883 | 0.0090606 | 0.44068 | 0.0069828 | 0.0069828 | 0.36486 | 0.0005125 | 0.44721 | 0.50975 | 0.50975 | 0.00050681 | 0.0027875 | 0.0069317 | 0.0082261 | 0.00050681 | 0.5005 | 0.00050681 | 0.0074473 | 0.00050681 | 0.0005005 | 0.51366 | 0.51698 | 0.021873 | 0.50687 | 0.50688 | 0.47655 | 0.47655 | 0 | 0.023708 | 0.51025 | 0.51025 | 0.019684 | 0.0099294 | 0.47823 | 0.0083998 | 0.0087745 | 0.010514 | 0.0076879 | 0.0050681 | 0.0050681 | 0.0050681 | 0.0069147 | 0.0069181 | 0.0069147 | 0.0069181 | 0.0069147 | 0.01113 | 0.010883 | 0.0090606 | 0.44068 | 0.0069828 | 0.0069828 | 0.36486 | 0.0005125 | 0.44721 | 0.50975 | 0.50975 | 0.00050681 | 0.0027875 | 0.0069317 | 0.0082261 | 0.00050681 | 0.5005 | 0.00050681 | 0.0074473 | 0.00050681 | 0.0005005 | 0.51366 | 0.51698 | 0.021873 | 0.50687 | 0.50688 | 0.47655 | 0.47655 | 0 | 0.023708 | 0.51025 | 0.51025 | 0.019684 | 0.0099294 | 0.47823 | 0.0083998 | 0.0087745 | 0.010514 | 0.0076879 | 0.0050681 | 0.0050681 | 0.0050681 | 0.0069147 | 0.0069181 | 0.0069147 | 0.0069181 | 0.0069147 | 0.01113 | 0.010883 | 0.0090606 | 0.44068 | 0.0069828 | 0.0069828 | 0.36486 | 0.0005125 | 0.44721 | 0.02975 | 0.068236 | 0.013605 | 0.0054612 | 0.017375 | 0.20599 | 0.00099294 | 0.0034875 | 0.00099294 | 0.092507 | 0.00099294 | 0.000999 | 0.00051366 | 0.041709 | 0.032334 | 0.013559 | 0.013559 | 0.048749 | 0.042213 | 0 | 0.027268 | 0.055862 | 0.055399 | 0.019514 | 0.0098657 | 0.020978 | 0.2313 | 0.2859 | 0.5394 | 0.12756 | 0.0099294 | 0.0099294 | 0.0099294 | 0.015651 | 0.016164 | 0.015651 | 0.016164 | 0.015651 | 0.015279 | 0.01479 | 0.32759 | 0.091845 | 0.024821 | 0.024821 | 0.066682 | 0.024963 | 0.1496 | 0.02975 | 0.068236 | 0.013605 | 0.0054612 | 0.017375 | 0.20599 | 0.00099294 | 0.0034875 | 0.00099294 | 0.092507 | 0.00099294 | 0.000999 | 0.028786 | 0.034952 | 0.032334 | 0.056649 | 0.028632 | 0.040884 | 0.040884 | 0 | 0.02716 | 0.055862 | 0.055399 | 0.019514 | 0.0098657 | 0.020978 | 0.2313 | 0.2859 | 0.5394 | 0.12756 | 0.0099294 | 0.0099294 | 0.0099294 | 0.014894 | 0.01539 | 0.014894 | 0.01539 | 0.014894 | 0.015153 | 0.01467 | 0.32759 | 0.089661 | 0.024821 | 0.024821 | 0.064393 | 0.024963 | 0.14676 | 0.029771 | 0.067841 | 0.013605 | 0.0054261 | 0.017239 | 0.20339 | 0.00098657 | 0.0039804 | 0.00098657 | 0.091392 | 0.00098657 | 0.00099901 | 0.027271 | 0.041619 | 0.032341 | 0.013385 | 0.013385 | 0.013548 | 0.013548 | 0 | 0.02727 | 0.055539 | 0.055079 | 0.019516 | 0.0098657 | 0.020879 | 0.22838 | 0.28227 | 0.53247 | 0.12599 | 0.0098657 | 0.0098657 | 0.0098657 | 0.029189 | 0.029936 | 0.029189 | 0.029936 | 0.029189 | 0.015281 | 0.014791 | 0.32342 | 0.09153 | 0.024587 | 0.024587 | 0.066501 | 0.024963 | 0.14943 | 0.029771 | 0.067841 | 0.013605 | 0.0054261 | 0.017239 | 0.20339 | 0.00098657 | 0.0034716 | 0.00098657 | 0.091392 | 0.00098657 | 0.00099901 | 0.028776 | 0.034946 | 0.032341 | 0.056333 | 0.028504 | 0.040697 | 0.040697 | 0 | 0.027161 | 0.055539 | 0.055079 | 0.019516 | 0.0098657 | 0.020879 | 0.22838 | 0.28227 | 0.53247 | 0.12599 | 0.0098657 | 0.0098657 | 0.0098657 | 0.014789 | 0.015279 | 0.014789 | 0.015279 | 0.014789 | 0.015154 | 0.014671 | 0.32342 | 0.089371 | 0.024587 | 0.024587 | 0.064239 | 0.024963 | 0.14662 | 0.029771 | 0.067841 | 0.013605 | 0.0054261 | 0.017239 | 0.20339 | 0.00098657 | 0.0039804 | 0.00098657 | 0.091392 | 0.00098657 | 0.00099901 | 0.027271 | 0.041619 | 0.032341 | 0.013385 | 0.013385 | 0.013548 | 0.013548 | 0 | 0.02727 | 0.055539 | 0.055079 | 0.019516 | 0.0098657 | 0.020879 | 0.22838 | 0.28227 | 0.53247 | 0.12599 | 0.0098657 | 0.0098657 | 0.0098657 | 0.029189 | 0.029936 | 0.029189 | 0.029936 | 0.029189 | 0.015281 | 0.014791 | 0.32342 | 0.09153 | 0.024587 | 0.024587 | 0.066501 | 0.024963 | 0.14943 | 0.029771 | 0.067841 | 0.013605 | 0.0054261 | 0.017239 | 0.20339 | 0.00098657 | 0.0034716 | 0.00098657 | 0.091392 | 0.00098657 | 0.00099901 | 0.028776 | 0.034946 | 0.032341 | 0.056333 | 0.028504 | 0.040697 | 0.040697 | 0 | 0.027161 | 0.055539 | 0.055079 | 0.019516 | 0.0098657 | 0.020879 | 0.22838 | 0.28227 | 0.53247 | 0.12599 | 0.0098657 | 0.0098657 | 0.0098657 | 0.014789 | 0.015279 | 0.014789 | 0.015279 | 0.014789 | 0.015154 | 0.014671 | 0.32342 | 0.089371 | 0.024587 | 0.024587 | 0.064239 | 0.024963 | 0.14662 | 0.029771 | 0.067841 | 0.013605 | 0.0054261 | 0.017239 | 0.20339 | 0.00098657 | 0.0039804 | 0.00098657 | 0.091392 | 0.00098657 | 0.00099901 | 0.027271 | 0.041619 | 0.032341 | 0.013385 | 0.013385 | 0.013548 | 0.013548 | 0 | 0.02727 | 0.055539 | 0.055079 | 0.019516 | 0.0098657 | 0.020879 | 0.22838 | 0.28227 | 0.53247 | 0.12599 | 0.0098657 | 0.0098657 | 0.0098657 | 0.029189 | 0.029936 | 0.029189 | 0.029936 | 0.029189 | 0.015281 | 0.014791 | 0.32342 | 0.09153 | 0.024587 | 0.024587 | 0.066501 | 0.024963 | 0.14943 | 0.09289 | 0.012848
0: Falling topside components | 0.015048 | 0.13837 | 0.00050681 | 1 | 0.14267 | 0.60375 | 0.1411 | 0.19656 | 0.09951 | 0.54659 | 0.0005005 | 0.0005005 | 0.51366 | 0.51698 | 0.010598 | 0.50688 | 0.0069781 | 0.50687 | 0.50687 | 0 | 0.50687 | 0.51025 | 0.51025 | 0.01025 | 0.0099294 | 0.47823 | 0.0033907 | 0.003542 | 0.0042443 | 0.0031034 | 0.0027775 | 0.0027775 | 0.0027775 | 0.0027912 | 0.0027926 | 0.0027912 | 0.0027926 | 0.0027912 | 0.0069816 | 0.0069781 | 0.0036575 | 0.5125 | 0.0028187 | 0.0028187 | 0.010506 | 0.010506 | 0.011326 | 0.025187 | 0.010659 | 0.00050681 | 0.14466 | 0.50875 | 0.60375 | 0.00050688 | 0.0005005 | 0.02655 | 0.0075156 | 0.00054659 | 0.00099923 | 0.0070628 | 0.51698 | 0.021873 | 0.0069695 | 0.0069695 | 0.0069695 | 0.47045 | 0 | 0.020137 | 0.51025 | 0.51025 |  | 0.0099294 | 0.22307 | 0.24129 | 0.2968 | 0.55457 | 0.13581 | 0.505 | 0.505 | 0.010746 | 0.5075 | 0.50775 | 0.5075 | 0.50775 | 0.5075 | 0.0069816 | 0.0069781 | 0.62755 | 0.44068 | 0.44131 | 0.44131 | 0.36486 | 0.27401 | 0.44721 | 0.02975 | 0.069578 | 0.013598 | 0.0054612 | 0.017375 | 0.20599 | 0.001539 | 0.00098973 | 0.00099294 | 0.101 | 0.00099294 | 0.000999 | 0.00051366 | 0.033549 | 0.03201 | 0.0069781 | 0.021021 | 0.0069781 | 0.0069781 | 0 | 0.027215 | 0.069941 | 0.069491 | 0.019514 | 0.0098657 | 0.020978 | 0.2313 | 0.2859 | 0.5394 | 0.12756 | 0.0099294 | 0.0099294 | 0.0099294 | 0.015651 | 0.019651 | 0.015651 | 0.016164 | 0.019137 | 0.015217 | 0.01473 | 0.32759 | 0.024185 | 0.024821 | 0.024821 | 0.024185 | 0.024963 | 0.10038 | 0.02975 | 0.068236 | 0.013605 | 0.0054612 | 0.017375 | 0.20599 | 0.00099294 | 0.0039982 | 0.00099294 | 0.092507 | 0.00099294 | 0.000999 | 0.026983 | 0.041729 | 0.032334 | 0.0136 | 0.013609 | 0.0136 | 0.0136 | 0 | 0.027268 | 0.055862 | 0.055399 | 0.019514 | 0.0098657 | 0.020978 | 0.2313 | 0.2859 | 0.5394 | 0.12756 | 0.0099294 | 0.0099294 | 0.0099294 | 0.014894 | 0.01539 | 0.014894 | 0.01539 | 0.014894 | 0.015279 | 0.014789 | 0.32759 | 0.091852 | 0.024821 | 0.024821 | 0.066689 | 0.024963 | 0.14961 | 0.039034 | 0.017866 | 0.013605 | 0.0054262 | 0.033253 | 0.25923 | 0.00098651 | 0.00099901 | 0.00098657 | 0.091388 | 0.0020436 | 0.00099848 | 0.027271 | 0.041232 | 0.032905 | 0.013565 | 0.013565 | 0.027194 | 0.013549 | 0 | 0.027268 | 0.031056 | 0.031056 | 0.019516 | 0.0098657 | 0.027582 | 0.22838 | 0.28227 | 0.53248 | 0.12599 | 0.025472 | 0.025472 | 0.0098657 | 0.035776 | 0.043015 | 0.035776 | 0.036519 | 0.035776 | 0.015279 | 0.014789 | 0.32342 | 0.069505 | 0.024587 | 0.024587 | 0.055027 | 0.041364 | 0.13901 | 0.029771 | 0.067841 | 0.013605 | 0.0054261 | 0.017239 | 0.20339 | 0.00098657 | 0.0039804 | 0.00098657 | 0.091392 | 0.00098657 | 0.00099901 | 0.027271 | 0.041698 | 0.032341 | 0.013548 | 0.049041 | 0.013548 | 0.013548 | 0 | 0.027013 | 0.055539 | 0.055079 | 0.019516 | 0.0098657 | 0.020879 | 0.22838 | 0.28227 | 0.53247 | 0.12599 | 0.0098657 | 0.0098657 | 0.0098657 | 0.014789 | 0.015279 | 0.014789 | 0.015279 | 0.014789 | 0.014981 | 0.014509 | 0.32342 | 0.091555 | 0.024587 | 0.024587 | 0.066527 | 0.024963 | 0.14946 | 0.029771 | 0.067841 | 0.013605 | 0.0054261 | 0.017239 | 0.20339 | 0.00098657 | 0.0039804 | 0.00098657 | 0.091392 | 0.00098657 | 0.00099901 | 0.027271 | 0.041698 | 0.032341 | 0.013548 | 0.013565 | 0.013548 | 0.013548 | 0 | 0.027268 | 0.055539 | 0.055079 | 0.019516 | 0.0098657 | 0.020879 | 0.22838 | 0.28227 | 0.53247 | 0.12599 | 0.0098657 | 0.0098657 | 0.0098657 | 0.014789 | 0.015279 | 0.014789 | 0.015279 | 0.014789 | 0.015279 | 0.014789 | 0.32342 | 0.091555 | 0.024587 | 0.024587 | 0.066527 | 0.024963 | 0.14946 | 0.029771 | 0.067841 | 0.013605 | 0.0054261 | 0.017239 | 0.20339 | 0.00098657 | 0.0034716 | 0.00098657 | 0.091392 | 0.00098657 | 0.00099901 | 0.027271 | 0.041706 | 0.032341 | 0.013565 | 0.013565 | 0.047247 | 0.040697 | 0 | 0.027268 | 0.055539 | 0.055079 | 0.019516 | 0.0098657 | 0.020879 | 0.22838 | 0.28227 | 0.53247 | 0.12599 | 0.0098657 | 0.0098657 | 0.0098657 | 0.014789 | 0.015279 | 0.014789 | 0.015279 | 0.014789 | 0.015279 | 0.014789 | 0.32342 | 0.091558 | 0.024587 | 0.024587 | 0.06653 | 0.024963 | 0.14946 | 0.029771 | 0.067841 | 0.013605 | 0.0054261 | 0.017239 | 0.20339 | 0.00098657 | 0.0039804 | 0.00098657 | 0.091392 | 0.00098657 | 0.00099901 | 0.027271 | 0.041698 | 0.032341 | 0.013548 | 0.049029 | 0.013548 | 0.013548 | 0 | 0.027013 | 0.055539 | 0.055079 | 0.019516 | 0.0098657 | 0.020879 | 0.22838 | 0.28227 | 0.53247 | 0.12599 | 0.0098657 | 0.0098657 | 0.0098657 | 0.014789 | 0.015279 | 0.014789 | 0.015279 | 0.014789 | 0.014981 | 0.014509 | 0.32342 | 0.091555 | 0.024587 | 0.024587 | 0.066527 | 0.024963 | 0.14946 | 0.029771 | 0.067841 | 0.013605 | 0.0054261 | 0.017239 | 0.20339 | 0.00098657 | 0.0039804 | 0.00098657 | 0.091392 | 0.00098657 | 0.00099901 | 0.027271 | 0.041698 | 0.032341 | 0.013548 | 0.013565 | 0.013548 | 0.013548 | 0 | 0.027268 | 0.055539 | 0.055079 | 0.019516 | 0.0098657 | 0.020879 | 0.22838 | 0.28227 | 0.53247 | 0.12599 | 0.0098657 | 0.0098657 | 0.0098657 | 0.014789 | 0.015279 | 0.014789 | 0.015279 | 0.014789 | 0.015279 | 0.014789 | 0.32342 | 0.091555 | 0.024587 | 0.024587 | 0.066527 | 0.024963 | 0.14946 | 0.089582 | 0.029774
0: Turbine parked | 0.50975 | 0.010659 | 0.00050681 | 0.0027775 | 1 | 0.010566 | 0.00051025 | 0.09951 | 0.000505 | 0.0095654 | 0.00054659 | 0.0005005 | 0.51366 | 0.51698 | 0.010598 | 0.0075156 | 0.0075156 | 0.0069695 | 0.50687 | 0 | 0.50687 | 0.011205 | 0.011205 | 0.51 | 0.0099294 | 0.0050875 | 0.6165 | 0.644 | 0.77169 | 0.56425 | 0.0054659 | 0.0054659 | 0.000505 | 0.5075 | 0.50775 | 0.5075 | 0.50775 | 0.5075 | 0.0069816 | 0.0069781 | 0.665 | 0.5125 | 0.5125 | 0.5125 | 0.010506 | 0.5125 | 0.011326 | 0.034606 | 0.14052 | 0.00050681 | 0.0057603 | 0.00050875 | 0.00060375 | 0.00051025 | 0.0005005 | 0.0012976 | 0.54659 | 0.0010473 | 0.00099898 | 0.51366 | 0.00051698 | 0.033608 | 0.00050688 | 0.00050688 | 0.013652 | 0.25784 | 0 | 0.027362 | 0.00051025 | 0.00051025 | 0.062625 | 0.0099294 | 0.011535 | 0.23581 | 0.29135 | 0.54924 | 0.13027 | 0.010695 | 0.010695 | 0.010473 | 0.15851 | 0.16502 | 0.15851 | 0.16377 | 0.15851 | 0.015389 | 0.014893 | 0.34198 | 0.026393 | 0.027023 | 0.027023 | 0.026007 | 0.024736 | 0.10787 | 0.02975 | 0.13992 | 0.013128 | 0.0054612 | 0.017375 | 0.20599 | 0.03736 | 0.00050688 | 0.00099294 | 0.54659 | 0.00099294 | 0.000999 | 0.00051366 | 0.0071085 | 0.03066 | 0.0069781 | 0.50687 | 0.0069781 | 0.0069781 | 0 | 0.023708 | 0.12858 | 0.12817 | 0.019514 | 0.009868 | 0.020978 | 0.2313 | 0.2859 | 0.5394 | 0.12756 | 0.0099294 | 0.0099294 | 0.0099294 | 0.015651 | 0.50775 | 0.015651 | 0.016164 | 0.5075 | 0.01113 | 0.010883 | 0.32759 | 0.024493 | 0.024821 | 0.024821 | 0.024493 | 0.024963 | 0.10262 | 0.02975 | 0.068149 | 0.013605 | 0.0054612 | 0.017375 | 0.20599 | 0.00098973 | 0.0034859 | 0.00099294 | 0.091951 | 0.00099294 | 0.000999 | 0.026983 | 0.041736 | 0.032335 | 0.013609 | 0.013609 | 0.047381 | 0.040884 | 0 | 0.027268 | 0.055794 | 0.055331 | 0.019514 | 0.0098657 | 0.020978 | 0.2313 | 0.2859 | 0.5394 | 0.12756 | 0.0099294 | 0.0099294 | 0.0099294 | 0.014894 | 0.01539 | 0.014894 | 0.01539 | 0.014894 | 0.015279 | 0.014789 | 0.32759 | 0.091793 | 0.024821 | 0.024821 | 0.066659 | 0.024963 | 0.14958 | 0.02977 | 0.067855 | 0.013605 | 0.0054274 | 0.017244 | 0.20349 | 0.0009868 | 0.0039831 | 0.0009868 | 0.091433 | 0.0009868 | 0.00099901 | 0.027271 | 0.047526 | 0.032341 | 0.025636 | 0.013385 | 0.013574 | 0.013574 | 0 | 0.02727 | 0.055551 | 0.055091 | 0.019516 | 0.0098657 | 0.020883 | 0.22848 | 0.2824 | 0.53273 | 0.12605 | 0.009868 | 0.009868 | 0.009868 | 0.028958 | 0.029705 | 0.028958 | 0.029705 | 0.028958 | 0.015281 | 0.014791 | 0.32357 | 0.093451 | 0.024595 | 0.024595 | 0.068508 | 0.024963 | 0.15192 | 0.029771 | 0.067841 | 0.013605 | 0.0054261 | 0.017239 | 0.20339 | 0.00098657 | 0.0039804 | 0.00098657 | 0.091392 | 0.00098657 | 0.00099901 | 0.048125 | 0.041698 | 0.032341 | 0.013548 | 0.048071 | 0.013548 | 0.013548 | 0 | 0.02702 | 0.055539 | 0.055079 | 0.019516 | 0.0098657 | 0.020879 | 0.22838 | 0.28227 | 0.53247 | 0.12599 | 0.0098657 | 0.0098657 | 0.0098657 | 0.014789 | 0.015279 | 0.014789 | 0.015279 | 0.014789 | 0.014989 | 0.014516 | 0.32342 | 0.091555 | 0.024587 | 0.024587 | 0.066527 | 0.024963 | 0.14946 | 0.039034 | 0.017866 | 0.013605 | 0.0054261 | 0.033257 | 0.25924 | 0.00098654 | 0.00099901 | 0.00098657 | 0.091392 | 0.0020439 | 0.00099848 | 0.027271 | 0.041232 | 0.032905 | 0.013565 | 0.013565 | 0.027221 | 0.013548 | 0 | 0.027268 | 0.031056 | 0.031056 | 0.019516 | 0.0098657 | 0.027584 | 0.22838 | 0.28227 | 0.53247 | 0.12599 | 0.025475 | 0.025475 | 0.0098657 | 0.035779 | 0.043019 | 0.035779 | 0.036522 | 0.035779 | 0.015279 | 0.014789 | 0.32342 | 0.069506 | 0.024587 | 0.024587 | 0.055028 | 0.041365 | 0.13901 | 0.029771 | 0.067841 | 0.013605 | 0.0054261 | 0.017239 | 0.20339 | 0.00098657 | 0.0034716 | 0.00098657 | 0.091392 | 0.00098657 | 0.00099901 | 0.027271 | 0.034946 | 0.032341 | 0.070417 | 0.035999 | 0.047258 | 0.047258 | 0 | 0.027107 | 0.055539 | 0.055079 | 0.019516 | 0.0098657 | 0.020879 | 0.22838 | 0.28227 | 0.53247 | 0.12599 | 0.0098657 | 0.0098657 | 0.0098657 | 0.014789 | 0.015279 | 0.014789 | 0.015279 | 0.014789 | 0.015091 | 0.014612 | 0.32342 | 0.089371 | 0.024587 | 0.024587 | 0.064239 | 0.024963 | 0.14662 | 0.029771 | 0.067841 | 0.013605 | 0.0054261 | 0.017239 | 0.20339 | 0.00098657 | 0.0039804 | 0.00098657 | 0.091392 | 0.00098657 | 0.00099901 | 0.027271 | 0.041698 | 0.032341 | 0.013548 | 0.070768 | 0.013548 | 0.013548 | 0 |  | 0.055539 | 0.055079 | 0.019516 | 0.0098657 | 0.020879 | 0.22838 | 0.28227 | 0.53247 | 0.12599 | 0.0098657 | 0.0098657 | 0.0098657 | 0.014789 | 0.015279 | 0.014789 | 0.015279 | 0.014789 | 0.014798 | 0.014336 | 0.32342 | 0.091555 | 0.024587 | 0.024587 | 0.066527 | 0.024963 | 0.14946 | 0.029771 | 0.067841 | 0.013605 | 0.0054261 | 0.017239 | 0.20339 | 0.00098657 | 0.0034716 | 0.00098657 | 0.091392 | 0.00098657 | 0.00099901 | 0.027271 | 0.041706 | 0.032341 | 0.013565 | 0.013565 | 0.047247 | 0.040697 | 0 | 0.027268 | 0.055539 | 0.055079 | 0.019516 | 0.0098657 | 0.020879 | 0.22838 | 0.28227 | 0.53247 | 0.12599 | 0.0098657 | 0.0098657 | 0.0098657 | 0.014789 | 0.015279 | 0.014789 | 0.015279 | 0.014789 | 0.015279 | 0.014789 | 0.32342 | 0.091558 | 0.024587 | 0.024587 | 0.06653 | 0.024963 | 0.14946 | 0.08813 | 0.062143
0: Reduced power output | 0 | 0 | 0 | 0 | 0 | 1 | 0 | 0 | 0 | 0 | 0 | 0 | 0 | 0 | 0 | 0 | 0 | 0 | 0 | 0 | 0 | 0 | 0 | 0 | 0 | 0.0060375 | 0 | 0 | 0 | 0 | 0 | 0 | 0 | 0 | 0 | 0 | 0 | 0 | 0 | 0 | 0 | 0 | 0 | 0 | 0 | 0 | 0 | 0 | 0 | 0 | 0 | 0 | 0 | 0 | 0 | 0 | 0 | 0 | 0 | 0 | 0 | 0 | 0 | 0 | 0 | 0 | 0 | 0 | 0 | 0 | 0 | 0 | 0 | 0 | 0 | 0 | 0 | 0 | 0 | 0 | 0 | 0 | 0 | 0 | 0 | 0 | 0 | 0 | 0 | 0 | 0 | 0 | 0 | 0 | 0 | 0 | 0 | 0 | 0 | 0 | 0 | 0 | 0 | 0 | 0 | 0 | 0 | 0 | 0 | 0 | 0 | 0 | 0 | 0 | 0 | 0 | 0 | 0 | 0 | 0 | 0 | 0 | 0 | 0 | 0 | 0 | 0 | 0 | 0 | 0 | 0 | 0 | 0 | 0 | 0 | 0 | 0 | 0 | 0 | 0 | 0 | 0 | 0 | 0 | 0 | 0 | 0 | 0 | 0 | 0 | 0 | 0 | 0 | 0 | 0 | 0 | 0 | 0 | 0 | 0 | 0 | 0 | 0 | 0 | 0 | 0 | 0 | 0 | 0 | 0 | 0 | 0 | 0 | 0 | 0 | 0 | 0 | 0 | 0 | 0 | 0 | 0 | 0 | 0 | 0 | 0 | 0 | 0 | 0 | 0 | 0 | 0 | 0 | 0 | 0 | 0 | 0 | 0 | 0 | 0 | 0 | 0 | 0 | 0 | 0 | 0 | 0 | 0 | 0 | 0 | 0 | 0 | 0 | 0 | 0 | 0 | 0 | 0 | 0 | 0 | 0 | 0 | 0 | 0 | 0 | 0 | 0 | 0 | 0 | 0 | 0 | 0 | 0 | 0 | 0 | 0 | 0 | 0 | 0 | 0 | 0 | 0 | 0 | 0 | 0 | 0 | 0 | 0 | 0 | 0 | 0 | 0 | 0 | 0 | 0 | 0 | 0 | 0 | 0 | 0 | 0 | 0 | 0 | 0 | 0 | 0 | 0 | 0 | 0 | 0 | 0 | 0 | 0 | 0 | 0 | 0 | 0 | 0 | 0 | 0 | 0 | 0 | 0 | 0 | 0 | 0 | 0 | 0 | 0 | 0 | 0 | 0 | 0 | 0 | 0 | 0 | 0 | 0 | 0 | 0 | 0 | 0 | 0 | 0 | 0 | 0 | 0 | 0 | 0 | 0 | 0 | 0 | 0 | 0 | 0 | 0 | 0 | 0 | 0 | 0 | 0 | 0 | 0 | 0 | 0 | 0 | 0 | 0 | 0 | 0 | 0 | 0 | 0 | 0 | 0 | 0 | 0 | 0 | 0 | 0 | 0 | 0 | 0 | 0 | 0 | 0 | 0 | 0 | 0 | 0 | 0 | 0 | 0 | 0 | 0 | 0 | 0 | 0 | 0 | 0 | 0 | 0 | 0 | 0 | 0 | 0 | 0 | 0 | 0 | 0 | 0 | 0 | 0 | 0 | 0 | 0 | 0 | 0 | 0 | 0 | 0 | 0 | 0 | 0 | 0 | 0 | 0 | 0 | 0 | 0 | 0 | 0 | 0 | 0 | 0 | 0 | 0 | 0 | 0 | 0 | 0 | 0 | 0 | 0 | 0 | 0 | 0 | 0 | 0 | 0 | 0 | 0 | 0 | 0 | 0 | 0 | 0 | 0 | 0 | 0 | 0 | 0 | 0 | 0 | 0 | 0 | 0 | 0 | 0 | 0 | 0 | 0 | 0 | 0 | 0 | 0 | 0 | 0 | 0 | 0 | 0 | 0 | 0 | 0 | 0 | 0 | 0 | 0 | 0 | 0 | 0 | 0 | 0 | 0 | 0 | 0 | 0 | 0 | 0 | 0 | 0 | 0 | 0 | 0 | 0 | 0 | 0 | 0 | 0 | 0 | 0.0021405 | 0.22015
0: Drift off station | 0.50975 | 0.50975 | 0.00050681 | 0.0027875 | 0.00050875 | 0.00060375 | 1 | 0.0005005 | 0.5005 | 0.54659 | 0.00050681 | 0.0005005 | 0.00051366 | 0.00051698 | 0.010598 | 0.00050688 | 0.00050688 | 0.0069695 | 0.47045 | 0 | 0.020137 | 0.00051025 | 0.00051025 | 0.39148 | 0.0050681 | 0.47823 | 0.0083998 | 0.0087745 | 0.010514 | 0.0076879 | 0.505 | 0.505 | 0.0050681 | 0.5075 | 0.50775 | 0.5075 | 0.50775 | 0.5075 | 0.0069816 | 0.0069781 | 0.665 | 0.5125 | 0.5125 | 0.5125 | 0.5125 | 0.010506 | 0.5525 | 0.50975 | 0.50975 | 0.00050681 | 0.0027875 | 0.0069317 | 0.0082261 | 0.00050681 | 0.5005 | 0.00050681 | 0.0074473 | 0.00050681 | 0.0005005 | 0.00051366 | 0.51698 | 0.021873 | 0.0070628 | 0.0070628 | 0.46928 | 0.46824 | 0 | 0.027315 | 0.51025 | 0.51025 | 0.019684 | 0.0099294 | 0.47823 | 0.0083998 | 0.0087745 | 0.010514 | 0.0076879 | 0.0050681 | 0.0050681 | 0.0050681 | 0.5075 | 0.50775 | 0.5075 | 0.50775 | 0.5075 | 0.015334 | 0.014841 | 0.0090606 | 0.44068 | 0.0069828 | 0.0069828 | 0.36486 | 0.0005125 | 0.44721 | 0.50975 | 0.50975 | 0.00050681 | 0.0027875 | 0.0069317 | 0.0082261 | 0.00050681 | 0.5005 | 0.00050681 | 0.0074473 | 0.00050681 | 0.0005005 | 0.51366 | 0.51698 | 0.021873 | 0.50687 | 0.50688 | 0.026433 | 0.026433 | 0 | 0.023708 | 0.51025 | 0.51025 | 0.019684 | 0.0099294 | 0.47823 | 0.0083998 | 0.0087745 | 0.010514 | 0.0076879 | 0.0050681 | 0.0050681 | 0.0050681 | 0.0069147 | 0.0069181 | 0.0069147 | 0.0069181 | 0.0069147 | 0.01113 | 0.010883 | 0.0090606 | 0.44068 | 0.0069828 | 0.0069828 | 0.36486 | 0.0005125 | 0.44721 | 0.02975 | 0.068236 | 0.013605 | 0.0054612 | 0.017375 | 0.20599 | 0.00099294 | 0.0039963 | 0.00099294 | 0.092507 | 0.00099294 | 0.000999 | 0.00051366 | 0.041709 | 0.032334 | 0.013559 | 0.013559 | 0.013548 | 0.013548 | 0 | 0.027268 | 0.055862 | 0.055399 | 0.019514 | 0.0098657 | 0.020978 | 0.2313 | 0.2859 | 0.5394 | 0.12756 | 0.0099294 | 0.0099294 | 0.0099294 | 0.015651 | 0.016164 | 0.015651 | 0.016164 | 0.015651 | 0.015279 | 0.01479 | 0.32759 | 0.091845 | 0.024821 | 0.024821 | 0.066682 | 0.024963 | 0.1496 | 0.02975 | 0.068236 | 0.013605 | 0.0054612 | 0.017375 | 0.20599 | 0.00099294 | 0.0034875 | 0.00099294 | 0.092507 | 0.00099294 | 0.000999 | 0.028786 | 0.034952 | 0.032334 | 0.056649 | 0.028632 | 0.040884 | 0.040884 | 0 | 0.02716 | 0.055862 | 0.055399 | 0.019514 | 0.0098657 | 0.020978 | 0.2313 | 0.2859 | 0.5394 | 0.12756 | 0.0099294 | 0.0099294 | 0.0099294 | 0.014894 | 0.01539 | 0.014894 | 0.01539 | 0.014894 | 0.015153 | 0.01467 | 0.32759 | 0.089661 | 0.024821 | 0.024821 | 0.064393 | 0.024963 | 0.14676 | 0.029771 | 0.067841 | 0.013605 | 0.0054261 | 0.017239 | 0.20339 | 0.00098657 | 0.0039804 | 0.00098657 | 0.091392 | 0.00098657 | 0.00099901 | 0.027271 | 0.041619 | 0.032341 | 0.013385 | 0.013385 | 0.013548 | 0.013548 | 0 | 0.02727 | 0.055539 | 0.055079 | 0.019516 | 0.0098657 | 0.020879 | 0.22838 | 0.28227 | 0.53247 | 0.12599 | 0.0098657 | 0.0098657 | 0.0098657 | 0.029189 | 0.029936 | 0.029189 | 0.029936 | 0.029189 | 0.015281 | 0.014791 | 0.32342 | 0.09153 | 0.024587 | 0.024587 | 0.066501 | 0.024963 | 0.14943 | 0.029771 | 0.067841 | 0.013605 | 0.0054261 | 0.017239 | 0.20339 | 0.00098657 | 0.0034716 | 0.00098657 | 0.091392 | 0.00098657 | 0.00099901 | 0.028776 | 0.034946 | 0.032341 | 0.056333 | 0.028504 | 0.040697 | 0.040697 | 0 | 0.027161 | 0.055539 | 0.055079 | 0.019516 | 0.0098657 | 0.020879 | 0.22838 | 0.28227 | 0.53247 | 0.12599 | 0.0098657 | 0.0098657 | 0.0098657 | 0.014789 | 0.015279 | 0.014789 | 0.015279 | 0.014789 | 0.015154 | 0.014671 | 0.32342 | 0.089371 | 0.024587 | 0.024587 | 0.064239 | 0.024963 | 0.14662 | 0.029771 | 0.067841 | 0.013605 | 0.0054261 | 0.017239 | 0.20339 | 0.00098657 | 0.0039804 | 0.00098657 | 0.091392 | 0.00098657 | 0.00099901 | 0.027271 | 0.041619 | 0.032341 | 0.013385 | 0.013385 | 0.013548 | 0.013548 | 0 | 0.02727 | 0.055539 | 0.055079 | 0.019516 | 0.0098657 | 0.020879 | 0.22838 | 0.28227 | 0.53247 | 0.12599 | 0.0098657 | 0.0098657 | 0.0098657 | 0.029189 | 0.029936 | 0.029189 | 0.029936 | 0.029189 | 0.015281 | 0.014791 | 0.32342 | 0.09153 | 0.024587 | 0.024587 | 0.066501 | 0.024963 | 0.14943 | 0.029771 | 0.067841 | 0.013605 | 0.0054261 | 0.017239 | 0.20339 | 0.00098657 | 0.0034716 | 0.00098657 | 0.091392 | 0.00098657 | 0.00099901 | 0.028776 | 0.034946 | 0.032341 | 0.056333 | 0.028504 | 0.040697 | 0.040697 | 0 | 0.027161 | 0.055539 | 0.055079 | 0.019516 | 0.0098657 | 0.020879 | 0.22838 | 0.28227 | 0.53247 | 0.12599 | 0.0098657 | 0.0098657 | 0.0098657 | 0.014789 | 0.015279 | 0.014789 | 0.015279 | 0.014789 | 0.015154 | 0.014671 | 0.32342 | 0.089371 | 0.024587 | 0.024587 | 0.064239 | 0.024963 | 0.14662 | 0.029771 | 0.067841 | 0.013605 | 0.0054261 | 0.017239 | 0.20339 | 0.00098657 | 0.0039804 | 0.00098657 | 0.091392 | 0.00098657 | 0.00099901 | 0.027271 | 0.041619 | 0.032341 | 0.013385 | 0.013385 | 0.013548 | 0.013548 | 0 | 0.02727 | 0.055539 | 0.055079 | 0.019516 | 0.0098657 | 0.020879 | 0.22838 | 0.28227 | 0.53247 | 0.12599 | 0.0098657 | 0.0098657 | 0.0098657 | 0.029189 | 0.029936 | 0.029189 | 0.029936 | 0.029189 | 0.015281 | 0.014791 | 0.32342 | 0.09153 | 0.024587 | 0.024587 | 0.066501 | 0.024963 | 0.14943 | 0.098929 | 0.0072553 | [12 empty] | Average in Turbine
0: Compromised buoyancy/stability | 0.50975 | 0.50975 | 0.00050681 | 0.0027775 | 0.50875 | 0.60375 | 0.00051025 | 1 | 0.0005005 | 0.00054659 | 0.5005 | 0.0005005 | 0.51366 | 0.51698 | 0.010598 | 0.0075156 | 0.0075156 | 0.0069695 | 0.50687 | 0 | 0.50687 | 0.011205 | 0.011205 | 0.51 | 0.0099294 | 0.47823 | 0.6165 | 0.644 | 0.77169 | 0.56425 | 0.505 | 0.505 | 0.000505 | 0.5075 | 0.50775 | 0.5075 | 0.50775 | 0.5075 | 0.0069816 | 0.0069781 | 0.665 | 0.5125 | 0.5125 | 0.5125 | 0.010506 | 0.5125 | 0.011326 | 0.034606 | 0.14052 | 0.00050681 | 0.0057603 | 0.00050875 | 0.00060375 | 0.00051025 | 0.0005005 | 0.0012976 | 0.54659 | 0.0010473 | 0.00099898 | 0.51366 | 0.00051698 | 0.033608 | 0.00050688 | 0.00050688 | 0.013652 | 0.25784 | 0 | 0.027362 | 0.00051025 | 0.00051025 | 0.062625 | 0.0099294 | 0.011535 | 0.23581 | 0.29135 | 0.54924 | 0.13027 | 0.010695 | 0.010695 | 0.010473 | 0.15851 | 0.16502 | 0.15851 | 0.16377 | 0.15851 | 0.015389 | 0.014893 | 0.34198 | 0.026393 | 0.027023 | 0.027023 | 0.026007 | 0.024736 | 0.10787 | 0.02975 | 0.13992 | 0.013128 | 0.0054612 | 0.017375 | 0.20599 | 0.03736 | 0.00050688 | 0.00099294 | 0.54659 | 0.00099294 | 0.000999 | 0.00051366 | 0.0071085 | 0.03066 | 0.0069781 | 0.50687 | 0.0069781 | 0.0069781 | 0 | 0.023708 | 0.12858 | 0.12817 | 0.019514 | 0.009868 | 0.020978 | 0.2313 | 0.2859 | 0.5394 | 0.12756 | 0.0099294 | 0.0099294 | 0.0099294 | 0.015651 | 0.50775 | 0.015651 | 0.016164 | 0.5075 | 0.01113 | 0.010883 | 0.32759 | 0.024493 | 0.024821 | 0.024821 | 0.024493 | 0.024963 | 0.10262 | 0.02975 | 0.068149 | 0.013605 | 0.0054612 | 0.017375 | 0.20599 | 0.00098973 | 0.0034859 | 0.00099294 | 0.091951 | 0.00099294 | 0.000999 | 0.026983 | 0.041736 | 0.032335 | 0.013609 | 0.013609 | 0.047381 | 0.040884 | 0 | 0.027268 | 0.055794 | 0.055331 | 0.019514 | 0.0098657 | 0.020978 | 0.2313 | 0.2859 | 0.5394 | 0.12756 | 0.0099294 | 0.0099294 | 0.0099294 | 0.014894 | 0.01539 | 0.014894 | 0.01539 | 0.014894 | 0.015279 | 0.014789 | 0.32759 | 0.091793 | 0.024821 | 0.024821 | 0.066659 | 0.024963 | 0.14958 | 0.02977 | 0.067855 | 0.013605 | 0.0054274 | 0.017244 | 0.20349 | 0.0009868 | 0.0039831 | 0.0009868 | 0.091433 | 0.0009868 | 0.00099901 | 0.027271 | 0.047526 | 0.032341 | 0.025636 | 0.013385 | 0.013574 | 0.013574 | 0 | 0.02727 | 0.055551 | 0.055091 | 0.019516 | 0.0098657 | 0.020883 | 0.22848 | 0.2824 | 0.53273 | 0.12605 | 0.009868 | 0.009868 | 0.009868 | 0.028958 | 0.029705 | 0.028958 | 0.029705 | 0.028958 | 0.015281 | 0.014791 | 0.32357 | 0.093451 | 0.024595 | 0.024595 | 0.068508 | 0.024963 | 0.15192 | 0.029771 | 0.067841 | 0.013605 | 0.0054261 | 0.017239 | 0.20339 | 0.00098657 | 0.0039804 | 0.00098657 | 0.091392 | 0.00098657 | 0.00099901 | 0.048125 | 0.041698 | 0.032341 | 0.013548 | 0.048071 | 0.013548 | 0.013548 | 0 | 0.02702 | 0.055539 | 0.055079 | 0.019516 | 0.0098657 | 0.020879 | 0.22838 | 0.28227 | 0.53247 | 0.12599 | 0.0098657 | 0.0098657 | 0.0098657 | 0.014789 | 0.015279 | 0.014789 | 0.015279 | 0.014789 | 0.014989 | 0.014516 | 0.32342 | 0.091555 | 0.024587 | 0.024587 | 0.066527 | 0.024963 | 0.14946 | 0.039034 | 0.017866 | 0.013605 | 0.0054261 | 0.033257 | 0.25924 | 0.00098654 | 0.00099901 | 0.00098657 | 0.091392 | 0.0020439 | 0.00099848 | 0.027271 | 0.041232 | 0.032905 | 0.013565 | 0.013565 | 0.027221 | 0.013548 | 0 | 0.027268 | 0.031056 | 0.031056 | 0.019516 | 0.0098657 | 0.027584 | 0.22838 | 0.28227 | 0.53247 | 0.12599 | 0.025475 | 0.025475 | 0.0098657 | 0.035779 | 0.043019 | 0.035779 | 0.036522 | 0.035779 | 0.015279 | 0.014789 | 0.32342 | 0.069506 | 0.024587 | 0.024587 | 0.055028 | 0.041365 | 0.13901 | 0.029771 | 0.067841 | 0.013605 | 0.0054261 | 0.017239 | 0.20339 | 0.00098657 | 0.0034716 | 0.00098657 | 0.091392 | 0.00098657 | 0.00099901 | 0.027271 | 0.034946 | 0.032341 | 0.070417 | 0.035999 | 0.047258 | 0.047258 | 0 | 0.027107 | 0.055539 | 0.055079 | 0.019516 | 0.0098657 | 0.020879 | 0.22838 | 0.28227 | 0.53247 | 0.12599 | 0.0098657 | 0.0098657 | 0.0098657 | 0.014789 | 0.015279 | 0.014789 | 0.015279 | 0.014789 | 0.015091 | 0.014612 | 0.32342 | 0.089371 | 0.024587 | 0.024587 | 0.064239 | 0.024963 | 0.14662 | 0.029771 | 0.067841 | 0.013605 | 0.0054261 | 0.017239 | 0.20339 | 0.00098657 | 0.0039804 | 0.00098657 | 0.091392 | 0.00098657 | 0.00099901 | 0.027271 | 0.041698 | 0.032341 | 0.013548 | 0.070768 | 0.013548 | 0.013548 | 0 |  | 0.055539 | 0.055079 | 0.019516 | 0.0098657 | 0.020879 | 0.22838 | 0.28227 | 0.53247 | 0.12599 | 0.0098657 | 0.0098657 | 0.0098657 | 0.014789 | 0.015279 | 0.014789 | 0.015279 | 0.014789 | 0.014798 | 0.014336 | 0.32342 | 0.091555 | 0.024587 | 0.024587 | 0.066527 | 0.024963 | 0.14946 | 0.029771 | 0.067841 | 0.013605 | 0.0054261 | 0.017239 | 0.20339 | 0.00098657 | 0.0034716 | 0.00098657 | 0.091392 | 0.00098657 | 0.00099901 | 0.027271 | 0.041706 | 0.032341 | 0.013565 | 0.013565 | 0.047247 | 0.040697 | 0 | 0.027268 | 0.055539 | 0.055079 | 0.019516 | 0.0098657 | 0.020879 | 0.22838 | 0.28227 | 0.53247 | 0.12599 | 0.0098657 | 0.0098657 | 0.0098657 | 0.014789 | 0.015279 | 0.014789 | 0.015279 | 0.014789 | 0.015279 | 0.014789 | 0.32342 | 0.091558 | 0.024587 | 0.024587 | 0.06653 | 0.024963 | 0.14946 | 0.095518 | 0.023085 | [5 empty] | Average Probability of Causing a Failure | Average Probability of Being Caused By a Failure | [5 empty] | 0.19705 | 0.20706
0: Large hydrostatic offset (angle of list/loll or draft change) | 0.50975 | 0.00050975 | 0.00050681 | 0.0027775 | 0.00050875 | 0.00060375 | 0.1411 | 0.0005005 | 1 | 0.54659 | 0.0005005 | 0.0005005 | 0.00051366 | 0.00051698 | 0.010598 | 0.00050688 | 0.00050688 | 0.50688 | 0.50687 | 0 | 0.50687 | 0.00051025 | 0.51025 | 0.51 | 0.0099294 | 0.47823 | 0.6165 | 0.644 | 0.77169 | 0.56425 | 0.000505 | 0.000505 | 0.000505 | 0.0005075 | 0.00050775 | 0.0005075 | 0.00050775 | 0.0005075 | 0.0069816 | 0.0069781 | 0.000665 | 0.5125 | 0.0005125 | 0.0005125 | 0.012925 | 0.0005125 | 0.018767 | 0.029238 | 0.018532 | 0.00050681 | 0.0094991 | 0.50875 | 0.60375 | 0.00051025 | 0.0005005 |  | 0.0075156 | 0.00095035 | 0.00099903 | 0.0070628 | 0.51698 | 0.021873 | 0.0069695 | 0.0069695 | 0.013609 |  | 0 | 0.027316 | 0.51025 | 0.51025 | 0.50161 | 0.0099294 | 0.22307 | 0.24442 | 0.2997 | 0.55638 | 0.13939 | 0.01354 | 0.01354 | 0.010946 | 0.02058 | 0.024609 | 0.02058 | 0.021149 | 0.02058 | 0.015335 | 0.014842 |  | 0.44068 |  |  | 0.36486 | 0.2741 | 0.44721 |  | 0.014255 | 0.013128 | 0.0054612 | 0.081647 | 0.43589 | 0.03736 | 0.00050688 | 0.0012787 | 0.54659 | 0.0037305 | 0.00099764 | 0.51366 | 0.0071085 | 0.031427 | 0.0069781 | 0.50687 | 0.0069781 | 0.0069781 | 0 | 0.023708 | 0.09524 | 0.09524 | 0.051835 | 0.009868 |  | 0.2313 | 0.2859 | 0.5394 | 0.12756 | 0.24776 | 0.24776 | 0.0099294 | 0.33543 | 0.0069816 | 0.33543 | 0.33813 | 0.0069781 | 0.01113 | 0.010883 | 0.33947 | 0.024493 | 0.028315 | 0.028315 | 0.024493 | 0.073316 | 0.10262 | 0.038762 | 0.017862 | 0.013605 | 0.0054612 | 0.026992 | 0.25488 | 0.00098973 | 0.00099901 | 0.00099294 | 0.091951 | 0.0015212 | 0.00099874 | 0.026983 | 0.041255 | 0.032904 | 0.013609 | 0.013609 | 0.013564 | 0.013548 | 0 | 0.027268 | 0.031113 | 0.031113 | 0.019514 | 0.0098657 | 0.02531 | 0.2313 | 0.2859 | 0.5394 | 0.12756 | 0.02049 | 0.02049 | 0.0099294 | 0.02946 | 0.036811 | 0.02946 | 0.030207 | 0.02946 | 0.015279 | 0.014789 | 0.32759 | 0.069565 | 0.024821 | 0.024821 | 0.055062 | 0.041145 | 0.13905 | 0.02977 | 0.067855 | 0.013605 | 0.0054274 | 0.017244 | 0.20349 | 0.0009868 | 0.0039831 | 0.0009868 | 0.091433 | 0.0009868 | 0.00099901 | 0.027271 | 0.047526 | 0.032341 | 0.025636 | 0.013385 | 0.013574 | 0.013574 | 0 | 0.02727 | 0.055551 | 0.055091 | 0.019516 | 0.0098657 | 0.020883 | 0.22848 | 0.2824 | 0.53273 | 0.12605 | 0.009868 | 0.009868 | 0.009868 | 0.028958 | 0.029705 | 0.028958 | 0.029705 | 0.028958 | 0.015281 | 0.014791 | 0.32357 | 0.094005 | 0.024595 | 0.024595 | 0.068508 | 0.024963 | 0.15192 | 0.029771 | 0.067841 | 0.013605 | 0.0054261 | 0.017239 | 0.20339 | 0.00098657 | 0.0039804 | 0.00098657 | 0.091392 | 0.00098657 | 0.00099901 | 0.048125 | 0.041698 | 0.032341 | 0.013548 | 0.048071 | 0.013548 | 0.013548 | 0 | 0.02702 | 0.055539 | 0.055079 | 0.019516 | 0.0098657 | 0.020879 | 0.22838 | 0.28227 | 0.53247 | 0.12599 | 0.0098657 | 0.0098657 | 0.0098657 | 0.014789 | 0.015279 | 0.014789 | 0.015279 | 0.014789 | 0.014989 | 0.014516 | 0.32342 | 0.091555 | 0.024587 | 0.024587 | 0.066527 | 0.024963 | 0.14946 | 0.039034 | 0.017866 | 0.013605 | 0.0054261 | 0.033257 | 0.25924 | 0.00098654 | 0.00099901 | 0.00098657 | 0.091392 | 0.0020439 | 0.00099848 | 0.027271 | 0.041232 | 0.032905 | 0.013565 | 0.013565 | 0.027221 | 0.013548 | 0 | 0.027268 | 0.031056 | 0.031056 | 0.019516 | 0.0098657 | 0.027584 | 0.22838 | 0.28227 | 0.53247 | 0.12599 | 0.025475 | 0.025475 | 0.0098657 | 0.035779 | 0.043019 | 0.035779 | 0.036522 | 0.035779 | 0.015279 | 0.014789 | 0.32342 | 0.069506 | 0.024587 | 0.024587 | 0.055028 | 0.041365 | 0.13901 | 0.029771 | 0.067841 | 0.013605 | 0.0054261 | 0.017239 | 0.20339 | 0.00098657 | 0.0034716 | 0.00098657 | 0.091392 | 0.00098657 | 0.00099901 | 0.027271 | 0.034946 | 0.032341 | 0.070417 | 0.035999 | 0.047258 | 0.047258 | 0 | 0.027107 | 0.055539 | 0.055079 | 0.019516 | 0.0098657 | 0.020879 | 0.22838 | 0.28227 | 0.53247 | 0.12599 | 0.0098657 | 0.0098657 | 0.0098657 | 0.014789 | 0.015279 | 0.014789 | 0.015279 | 0.014789 | 0.015091 | 0.014612 | 0.32342 | 0.089371 | 0.024587 | 0.024587 | 0.064239 | 0.024963 | 0.14662 | 0.029771 | 0.067841 | 0.013605 | 0.0054261 | 0.017239 | 0.20339 | 0.00098657 | 0.0039804 | 0.00098657 | 0.091392 | 0.00098657 | 0.00099901 | 0.027271 | 0.041698 | 0.032341 | 0.013548 | 0.070768 | 0.013548 | 0.013548 | 0 |  | 0.055539 | 0.055079 | 0.019516 | 0.0098657 | 0.020879 | 0.22838 | 0.28227 | 0.53247 | 0.12599 | 0.0098657 | 0.0098657 | 0.0098657 | 0.014789 | 0.015279 | 0.014789 | 0.015279 | 0.014789 | 0.014798 | 0.014336 | 0.32342 | 0.091555 | 0.024587 | 0.024587 | 0.066527 | 0.024963 | 0.14946 | 0.029771 | 0.067841 | 0.013605 | 0.0054261 | 0.017239 | 0.20339 | 0.00098657 | 0.0034716 | 0.00098657 | 0.091392 | 0.00098657 | 0.00099901 | 0.027271 | 0.041706 | 0.032341 | 0.013565 | 0.013565 | 0.047247 | 0.040697 | 0 | 0.027268 | 0.055539 | 0.055079 | 0.019516 | 0.0098657 | 0.020879 | 0.22838 | 0.28227 | 0.53247 | 0.12599 | 0.0098657 | 0.0098657 | 0.0098657 | 0.014789 | 0.015279 | 0.014789 | 0.015279 | 0.014789 | 0.015279 | 0.014789 | 0.32342 | 0.091558 | 0.024587 | 0.024587 | 0.06653 | 0.024963 | 0.14946 | 0.088353 | 0.019909 |  |  |  |  | 0 | 0.090259 | 0.084153 | [5 empty] | Causing | Caused by
0: Excess dynamics | 0.50975 | 0.010659 | 0.00050681 | 0.0027775 | 0.0095654 | 0.05626 | 0.00051025 | 0.09951 | 0.000505 | 1 | 0.00054659 | 0.0005005 | 0.51366 | 0.51698 | 0.010598 | 0.0075156 | 0.0075156 | 0.0069695 | 0.50687 | 0 | 0.50687 | 0.011205 | 0.011205 | 0.51 | 0.0099294 | 0.47823 | 0.6165 | 0.644 | 0.77169 | 0.56425 | 0.0054659 | 0.0054659 | 0.000505 | 0.5075 | 0.50775 | 0.5075 | 0.50775 | 0.5075 | 0.0069816 | 0.0069781 | 0.665 | 0.5125 | 0.5125 | 0.5125 | 0.010506 | 0.5125 | 0.011326 | 0.034606 | 0.14052 | 0.00050681 | 0.0057603 | 0.00050875 | 0.00060375 | 0.00051025 | 0.0005005 | 0.0012976 | 0.54659 | 0.0010473 | 0.00099898 | 0.51366 | 0.00051698 | 0.033608 | 0.00050688 | 0.00050688 | 0.013652 | 0.25784 | 0 | 0.027362 | 0.00051025 | 0.00051025 | 0.062625 | 0.0099294 | 0.011535 | 0.23581 | 0.29135 | 0.54924 | 0.13027 | 0.010695 | 0.010695 | 0.010473 | 0.15851 | 0.16502 | 0.15851 | 0.16377 | 0.15851 | 0.015389 | 0.014893 | 0.34198 | 0.026393 | 0.027023 | 0.027023 | 0.026007 | 0.024736 | 0.10787 | 0.02975 | 0.13992 | 0.013128 | 0.0054612 | 0.017375 | 0.20599 | 0.03736 | 0.00050688 | 0.00099294 | 0.54659 | 0.00099294 | 0.000999 | 0.00051366 | 0.0071085 | 0.03066 | 0.0069781 | 0.50687 | 0.0069781 | 0.0069781 | 0 | 0.023708 | 0.12858 | 0.12817 | 0.019514 | 0.009868 | 0.020978 | 0.2313 | 0.2859 | 0.5394 | 0.12756 | 0.0099294 | 0.0099294 | 0.0099294 | 0.015651 | 0.50775 | 0.015651 | 0.016164 | 0.5075 | 0.01113 | 0.010883 | 0.32759 | 0.024493 | 0.024821 | 0.024821 | 0.024493 | 0.024963 | 0.10262 | 0.02975 | 0.068149 | 0.013605 | 0.0054612 | 0.017375 | 0.20599 | 0.00098973 | 0.0034859 | 0.00099294 | 0.091951 | 0.00099294 | 0.000999 | 0.026983 | 0.041736 | 0.032335 | 0.013609 | 0.013609 | 0.047381 | 0.040884 | 0 | 0.027268 | 0.055794 | 0.055331 | 0.019514 | 0.0098657 | 0.020978 | 0.2313 | 0.2859 | 0.5394 | 0.12756 | 0.0099294 | 0.0099294 | 0.0099294 | 0.014894 | 0.01539 | 0.014894 | 0.01539 | 0.014894 | 0.015279 | 0.014789 | 0.32759 | 0.091793 | 0.024821 | 0.024821 | 0.066659 | 0.024963 | 0.14958 | 0.02977 | 0.067855 | 0.013605 | 0.0054274 | 0.017244 | 0.20349 | 0.0009868 | 0.0039831 | 0.0009868 | 0.091433 | 0.0009868 | 0.00099901 | 0.027271 | 0.047526 | 0.032341 | 0.025636 | 0.013385 | 0.013574 | 0.013574 | 0 | 0.02727 | 0.055551 | 0.055091 | 0.019516 | 0.0098657 | 0.020883 | 0.22848 | 0.2824 | 0.53273 | 0.12605 | 0.009868 | 0.009868 | 0.009868 | 0.028958 | 0.029705 | 0.028958 | 0.029705 | 0.028958 | 0.015281 | 0.014791 | 0.32357 | 0.093451 | 0.024595 | 0.024595 | 0.068508 | 0.024963 | 0.15192 | 0.029771 | 0.067841 | 0.013605 | 0.0054261 | 0.017239 | 0.20339 | 0.00098657 | 0.0039804 | 0.00098657 | 0.091392 | 0.00098657 | 0.00099901 | 0.048125 | 0.041698 | 0.032341 | 0.013548 | 0.048071 | 0.013548 | 0.013548 | 0 | 0.02702 | 0.055539 | 0.055079 | 0.019516 | 0.0098657 | 0.020879 | 0.22838 | 0.28227 | 0.53247 | 0.12599 | 0.0098657 | 0.0098657 | 0.0098657 | 0.014789 | 0.015279 | 0.014789 | 0.015279 | 0.014789 | 0.014989 | 0.014516 | 0.32342 | 0.091555 | 0.024587 | 0.024587 | 0.066527 | 0.024963 | 0.14946 | 0.039034 | 0.017866 | 0.013605 | 0.0054261 | 0.033257 | 0.25924 | 0.00098654 | 0.00099901 | 0.00098657 | 0.091392 | 0.0020439 | 0.00099848 | 0.027271 | 0.041232 | 0.032905 | 0.013565 | 0.013565 | 0.027221 | 0.013548 | 0 | 0.027268 | 0.031056 | 0.031056 | 0.019516 | 0.0098657 | 0.027584 | 0.22838 | 0.28227 | 0.53247 | 0.12599 | 0.025475 | 0.025475 | 0.0098657 | 0.035779 | 0.043019 | 0.035779 | 0.036522 | 0.035779 | 0.015279 | 0.014789 | 0.32342 | 0.069506 | 0.024587 | 0.024587 | 0.055028 | 0.041365 | 0.13901 | 0.029771 | 0.067841 | 0.013605 | 0.0054261 | 0.017239 | 0.20339 | 0.00098657 | 0.0034716 | 0.00098657 | 0.091392 | 0.00098657 | 0.00099901 | 0.027271 | 0.034946 | 0.032341 | 0.070417 | 0.035999 | 0.047258 | 0.047258 | 0 | 0.027107 | 0.055539 | 0.055079 | 0.019516 | 0.0098657 | 0.020879 | 0.22838 | 0.28227 | 0.53247 | 0.12599 | 0.0098657 | 0.0098657 | 0.0098657 | 0.014789 | 0.015279 | 0.014789 | 0.015279 | 0.014789 | 0.015091 | 0.014612 | 0.32342 | 0.089371 | 0.024587 | 0.024587 | 0.064239 | 0.024963 | 0.14662 | 0.029771 | 0.067841 | 0.013605 | 0.0054261 | 0.017239 | 0.20339 | 0.00098657 | 0.0039804 | 0.00098657 | 0.091392 | 0.00098657 | 0.00099901 | 0.027271 | 0.041698 | 0.032341 | 0.013548 | 0.070768 | 0.013548 | 0.013548 | 0 | 0.026856 | 0.055539 | 0.055079 | 0.019516 | 0.0098657 | 0.020879 | 0.22838 | 0.28227 | 0.53247 | 0.12599 | 0.0098657 | 0.0098657 | 0.0098657 | 0.014789 | 0.015279 | 0.014789 | 0.015279 | 0.014789 | 0.014798 | 0.014336 | 0.32342 | 0.091555 | 0.024587 | 0.024587 | 0.066527 | 0.024963 | 0.14946 | 0.029771 | 0.067841 | 0.013605 | 0.0054261 | 0.017239 | 0.20339 | 0.00098657 | 0.0034716 | 0.00098657 | 0.091392 | 0.00098657 | 0.00099901 | 0.027271 | 0.041706 | 0.032341 | 0.013565 | 0.013565 | 0.047247 | 0.040697 | 0 | 0.027268 | 0.055539 | 0.055079 | 0.019516 | 0.0098657 | 0.020879 | 0.22838 | 0.28227 | 0.53247 | 0.12599 | 0.0098657 | 0.0098657 | 0.0098657 | 0.014789 | 0.015279 | 0.014789 | 0.015279 | 0.014789 | 0.015279 | 0.014789 | 0.32342 | 0.091558 | 0.024587 | 0.024587 | 0.06653 | 0.024963 | 0.14946 | 0.089104 | 0.096112 |  |  |  |  | 1 | 0.098926 | 0.097048 | [5 empty] | 0.20907 | 0.084192 | 2.4833
0: Capsize | 0.00050975 | 0.00050975 | 0.00050681 | 0.50275 | 0.00050875 | 0.60375 | 0.1411 | 0.19656 | 0.09951 | 0.0095654 | 1 | 0.0005005 | 0.00051366 | 0.00051698 | 0.010598 | 0.00050688 | 0.00050688 | 0.50688 | 0.50687 | 0 | 0.50687 | 0.00051025 | 0.51025 | 0.51 | 0.0099294 | 0.0050875 | 0.0006165 | 0.000644 | 0.00077169 | 0.00056425 | 0.000505 | 0.000505 | 0.000505 | 0.0005075 | 0.00050775 | 0.0005075 | 0.00050775 | 0.0005075 | 0.0069816 | 0.0069781 | 0.000665 | 0.5125 | 0.0005125 | 0.0005125 | 0.012925 | 0.0005125 | 0.018767 | 0.029238 | 0.018532 | 0.00050681 | 0.0094991 | 0.50875 | 0.60375 | 0.00051025 | 0.0005005 | 0.0019773 | 0.0075156 | 0.00095035 | 0.00099903 | 0.0070628 | 0.51698 | 0.021873 | 0.0069695 | 0.0069695 | 0.013609 | 0.065451 | 0 | 0.027316 | 0.51025 | 0.51025 | 0.50161 | 0.0099294 | 0.22307 | 0.24442 | 0.2997 | 0.55638 | 0.13939 | 0.01354 | 0.01354 | 0.010946 | 0.02058 | 0.024609 | 0.02058 | 0.021149 | 0.02058 | 0.015335 | 0.014842 |  | 0.44068 |  |  | 0.36486 | 0.2741 | 0.44721 | 0.038078 | 0.014255 | 0.013128 | 0.0054612 | 0.081647 | 0.43589 | 0.03736 | 0.00050688 | 0.0012787 | 0.54659 | 0.0037305 | 0.00099764 | 0.51366 | 0.0071085 | 0.031427 | 0.0069781 | 0.50687 | 0.0069781 | 0.0069781 | 0 | 0.023708 | 0.09524 | 0.09524 | 0.051835 | 0.009868 | 0.049553 | 0.2313 | 0.2859 | 0.5394 | 0.12756 | 0.24776 | 0.24776 | 0.0099294 | 0.33543 | 0.0069816 | 0.33543 | 0.33813 | 0.0069781 | 0.01113 | 0.010883 | 0.33947 | 0.024493 | 0.028315 | 0.028315 | 0.024493 | 0.073316 | 0.10262 | 0.038762 | 0.017862 | 0.013605 | 0.0054612 | 0.026992 | 0.25488 | 0.00098973 | 0.00099901 | 0.00099294 | 0.091951 | 0.0015212 | 0.00099874 | 0.026983 | 0.041255 | 0.032904 | 0.013609 | 0.013609 | 0.013564 | 0.013548 | 0 | 0.027268 | 0.031113 | 0.031113 | 0.019514 | 0.0098657 | 0.02531 | 0.2313 | 0.2859 | 0.5394 | 0.12756 | 0.02049 | 0.02049 | 0.0099294 | 0.02946 | 0.036811 | 0.02946 | 0.030207 | 0.02946 | 0.015279 | 0.014789 | 0.32759 | 0.069565 | 0.024821 | 0.024821 | 0.055062 | 0.041145 | 0.13905 | 0.02977 | 0.067855 | 0.013605 | 0.0054274 | 0.017244 | 0.20349 | 0.0009868 | 0.0039831 | 0.0009868 | 0.091433 | 0.0009868 | 0.00099901 | 0.027271 | 0.047526 | 0.032341 | 0.025636 | 0.013385 | 0.013574 | 0.013574 | 0 | 0.02727 | 0.055551 | 0.055091 | 0.019516 | 0.0098657 | 0.020883 | 0.22848 | 0.2824 | 0.53273 | 0.12605 | 0.009868 | 0.009868 | 0.009868 | 0.028958 | 0.029705 | 0.028958 | 0.029705 | 0.028958 | 0.015281 | 0.014791 | 0.32357 | 0.093451 | 0.024595 | 0.024595 | 0.068508 | 0.024963 | 0.15192 | 0.029771 | 0.067841 | 0.013605 | 0.0054261 | 0.017239 | 0.20339 | 0.00098657 | 0.0039804 | 0.00098657 | 0.091392 | 0.00098657 | 0.00099901 | 0.048125 | 0.041698 | 0.032341 | 0.013548 | 0.048071 | 0.013548 | 0.013548 | 0 | 0.02702 | 0.055539 | 0.055079 | 0.019516 | 0.0098657 | 0.020879 | 0.22838 | 0.28227 | 0.53247 | 0.12599 | 0.0098657 | 0.0098657 | 0.0098657 | 0.014789 | 0.015279 | 0.014789 | 0.015279 | 0.014789 | 0.014989 | 0.014516 | 0.32342 | 0.091555 | 0.024587 | 0.024587 | 0.066527 | 0.024963 | 0.14946 | 0.039034 | 0.017866 | 0.013605 | 0.0054261 | 0.033257 | 0.25924 | 0.00098654 | 0.00099901 | 0.00098657 | 0.091392 | 0.0020439 | 0.00099848 | 0.027271 | 0.041232 | 0.032905 | 0.013565 | 0.013565 | 0.027221 | 0.013548 | 0 | 0.027268 | 0.031056 | 0.031056 | 0.019516 | 0.0098657 | 0.027584 | 0.22838 | 0.28227 | 0.53247 | 0.12599 | 0.025475 | 0.025475 | 0.0098657 | 0.035779 | 0.043019 | 0.035779 | 0.036522 | 0.035779 | 0.015279 | 0.014789 | 0.32342 | 0.069506 | 0.024587 | 0.024587 | 0.055028 | 0.041365 | 0.13901 | 0.029771 | 0.067841 | 0.013605 | 0.0054261 | 0.017239 | 0.20339 | 0.00098657 | 0.0034716 | 0.00098657 | 0.091392 | 0.00098657 | 0.00099901 | 0.027271 | 0.034946 | 0.032341 | 0.070417 | 0.035999 | 0.047258 | 0.047258 | 0 | 0.027107 | 0.055539 | 0.055079 | 0.019516 | 0.0098657 | 0.020879 | 0.22838 | 0.28227 | 0.53247 | 0.12599 | 0.0098657 | 0.0098657 | 0.0098657 | 0.014789 | 0.015279 | 0.014789 | 0.015279 | 0.014789 | 0.015091 | 0.014612 | 0.32342 | 0.089371 | 0.024587 | 0.024587 | 0.064239 | 0.024963 | 0.14662 | 0.029771 | 0.067841 | 0.013605 | 0.0054261 | 0.017239 | 0.20339 | 0.00098657 | 0.0039804 | 0.00098657 | 0.091392 | 0.00098657 | 0.00099901 | 0.027271 | 0.041698 | 0.032341 | 0.013548 | 0.070768 | 0.013548 | 0.013548 | 0 |  | 0.055539 | 0.055079 | 0.019516 | 0.0098657 | 0.020879 | 0.22838 | 0.28227 | 0.53247 | 0.12599 | 0.0098657 | 0.0098657 | 0.0098657 | 0.014789 | 0.015279 | 0.014789 | 0.015279 | 0.014789 | 0.014798 | 0.014336 | 0.32342 | 0.091555 | 0.024587 | 0.024587 | 0.066527 | 0.024963 | 0.14946 | 0.029771 | 0.067841 | 0.013605 | 0.0054261 | 0.017239 | 0.20339 | 0.00098657 | 0.0034716 | 0.00098657 | 0.091392 | 0.00098657 | 0.00099901 | 0.027271 | 0.041706 | 0.032341 | 0.013565 | 0.013565 | 0.047247 | 0.040697 | 0 | 0.027268 | 0.055539 | 0.055079 | 0.019516 | 0.0098657 | 0.020879 | 0.22838 | 0.28227 | 0.53247 | 0.12599 | 0.0098657 | 0.0098657 | 0.0098657 | 0.014789 | 0.015279 | 0.014789 | 0.015279 | 0.014789 | 0.015279 | 0.014789 | 0.32342 | 0.091558 | 0.024587 | 0.024587 | 0.06653 | 0.024963 | 0.14946 | 0.0821 | 0.011343 |  |  |  |  | 2 | 0.098596 | 0.10111
0: Sink | 0.00050975 | 0.00050975 | 0.00050681 | 0.50275 | 0.00050875 | 0.60375 | 0.00051025 | 0.19656 | 0.09951 | 0.0095654 | 0.5005 | 1 | 0.0070628 | 0.00051698 | 0.010598 | 0.00050688 | 0.50688 | 0.50687 | 0.50687 | 0 | 0.50687 | 0.00051025 | 0.00051025 | 0.51 | 0.0050681 | 0.0050875 | 0.0006165 | 0.000644 | 0.00077169 | 0.00056425 | 0.000505 | 0.000505 | 0.000505 | 0.0005075 | 0.00050775 | 0.0005075 | 0.00050775 | 0.0005075 | 0.0069816 | 0.0069781 | 0.000665 | 0.5125 | 0.0005125 | 0.0005125 | 0.5125 | 0.0005125 | 0.5525 | 0.076172 | 0.018532 | 0.00050681 | 0.40099 | 0.00050875 | 0.00060375 | 0.00051025 | 0.0005005 | 0.073158 | 0.0075156 | 0.076871 | 0.00096114 | 0.51366 | 0.00051698 | 0.033608 | 0.00050688 | 0.00050688 | 0.013652 | 0.47101 | 0 | 0.027362 | 0.00051025 | 0.00051025 | 0.25748 | 0.0050681 | 0.011535 | 0.6165 | 0.644 | 0.77169 | 0.56425 | 0.505 | 0.505 | 0.505 | 0.5075 | 0.50775 | 0.5075 | 0.50775 | 0.5075 | 0.015389 | 0.014893 | 0.665 | 0.026393 | 0.5125 | 0.5125 | 0.026007 | 0.024736 | 0.10787 | 0.03132 | 0.038604 | 0.013612 | 0.0027875 | 0.0069317 | 0.0082261 | 0.00050681 | 0.0025396 | 0.00050681 | 0.0074473 | 0.00050681 | 0.00099925 | 0.00051366 | 0.26214 | 0.032897 | 0.47157 | 0.013559 | 0.0069781 | 0.0069781 | 0 | 0.027268 | 0.03139 | 0.031143 | 0.019684 | 0.0098657 | 0.013686 | 0.0083998 | 0.0087745 | 0.010514 | 0.0076879 | 0.0050681 | 0.0050681 | 0.0050681 | 0.5075 | 0.50775 | 0.5075 | 0.50775 | 0.5075 | 0.015279 | 0.01479 | 0.0090606 | 0.14484 | 0.0069828 | 0.0069828 | 0.13185 | 0.024975 | 0.23431 | 0.03132 | 0.038604 | 0.013612 | 0.0027875 | 0.0069317 | 0.0082261 | 0.00050681 | 0.0022757 | 0.00050681 | 0.0074473 | 0.00050681 | 0.00099925 | 0.031397 | 0.034483 | 0.032897 | 0.035455 | 0.022254 | 0.026433 | 0.026433 | 0 | 0.027206 | 0.03139 | 0.031143 | 0.019684 | 0.0098657 | 0.013686 | 0.0083998 | 0.0087745 | 0.010514 | 0.0076879 | 0.0050681 | 0.0050681 | 0.0050681 | 0.0069147 | 0.0069181 | 0.0069147 | 0.0069181 | 0.0069147 | 0.015206 | 0.014721 | 0.0090606 | 0.067402 | 0.0069828 | 0.0069828 | 0.052723 | 0.024975 | 0.13614 | 0.029771 | 0.067841 | 0.013605 | 0.0054261 | 0.017239 | 0.20339 | 0.00098657 | 0.0039804 | 0.00098657 | 0.091392 | 0.00098657 | 0.00099901 | 0.027284 | 0.041619 | 0.032341 | 0.013385 | 0.013385 | 0.013548 | 0.013548 | 0 | 0.02727 | 0.055539 | 0.055079 | 0.019516 | 0.0098657 | 0.020879 | 0.22838 | 0.28226 | 0.53247 | 0.12599 | 0.0098657 | 0.0098657 | 0.0098657 | 0.029196 | 0.029942 | 0.029196 | 0.029942 | 0.029196 | 0.015281 | 0.014791 | 0.32341 | 0.09153 | 0.024587 | 0.024587 | 0.066501 | 0.024963 | 0.14943 | 0.029771 | 0.067841 | 0.013605 | 0.0054261 | 0.017239 | 0.20339 | 0.00098657 | 0.0034716 | 0.00098657 | 0.091392 | 0.00098657 | 0.00099901 | 0.028776 | 0.034946 | 0.032341 | 0.063163 | 0.028504 | 0.047348 | 0.047348 | 0 | 0.027161 | 0.055539 | 0.055079 | 0.019516 | 0.0098657 | 0.020879 | 0.22838 | 0.28226 | 0.53247 | 0.12599 | 0.0098657 | 0.0098657 | 0.0098657 | 0.014789 | 0.015279 | 0.014789 | 0.015279 | 0.014789 | 0.015154 | 0.014671 | 0.32341 | 0.089371 | 0.024587 | 0.024587 | 0.064239 | 0.024963 | 0.14662 | 0.029771 | 0.067387 | 0.013605 | 0.0054261 | 0.017239 | 0.20339 | 0.0009701 | 0.0039722 | 0.00098657 | 0.088518 | 0.00098657 | 0.00099901 | 0.027271 | 0.056236 | 0.032349 | 0.043729 | 0.043729 | 0.013548 | 0.013548 | 0 | 0.027051 | 0.055188 | 0.054727 | 0.019516 | 0.0098657 | 0.020879 | 0.22838 | 0.28227 | 0.53247 | 0.12599 | 0.0098657 | 0.0098657 | 0.0098657 | 0.029189 | 0.029936 | 0.029189 | 0.029936 | 0.029189 | 0.015026 | 0.014551 | 0.32342 |  | 0.024587 | 0.024587 |  | 0.024963 |  | 0.029771 | 0.067841 | 0.013605 | 0.0054261 | 0.017239 | 0.20339 | 0.00098657 | 0.0034716 | 0.00098657 | 0.091392 | 0.00098657 | 0.00099901 | 0.028768 | 0.034946 | 0.032341 | 0.056333 | 0.028504 | 0.040697 | 0.040697 | 0 | 0.027161 | 0.055539 | 0.055079 | 0.019516 | 0.0098657 | 0.020879 | 0.22838 | 0.28227 | 0.53247 | 0.12599 | 0.0098657 | 0.0098657 | 0.0098657 | 0.014789 | 0.015279 | 0.014789 | 0.015279 | 0.014789 | 0.015154 | 0.014671 | 0.32342 | 0.089371 | 0.024587 | 0.024587 | 0.064239 | 0.024963 | 0.14662 | 0.029771 |  | 0.013605 | 0.0054261 | 0.017239 | 0.20339 | 0.00098657 |  | 0.00098657 | 0.091392 | 0.00098657 | 0.00099901 | 0.027271 |  | 0.010598 | 0.027293 | 0.013385 | 0.01355 | 0.01355 | 0 | 0.02727 |  |  | 0.019516 | 0.0098657 | 0.020879 | 0.22838 | 0.28227 | 0.53247 | 0.12599 | 0.0098657 | 0.0098657 | 0.0098657 | 0.02919 | 0.029936 | 0.02919 | 0.029936 | 0.02919 | 0.015281 | 0.014791 | 0.32342 | 0.48141 | 0.024587 | 0.024587 | 0.4484 | 0.024963 | 0.5525 | 0.029771 | 0.067841 | 0.013605 | 0.0054261 | 0.017239 | 0.20339 | 0.00098657 | 0.0034716 | 0.00098657 | 0.091392 | 0.00098657 | 0.00099901 | 0.028776 | 0.034946 | 0.032341 | 0.06262 | 0.035095 | 0.040697 | 0.040697 | 0 |  | 0.055539 | 0.055079 | 0.019516 | 0.0098657 | 0.020879 | 0.22838 | 0.28227 | 0.53247 | 0.12599 | 0.0098657 | 0.0098657 | 0.0098657 | 0.014789 | 0.015279 | 0.014789 | 0.015279 | 0.014789 | 0.015098 | 0.014619 | 0.32342 | 0.089371 | 0.024587 | 0.024587 | 0.064239 | 0.024963 | 0.14662 | 0.08825 | 0.0030174 |  |  |  |  | 3 | 0.098201 | 0.099232 | [5 empty] | Percent difference
0: Mooring-mooring clashing | 0.50975 | 0.50975 | 0.00050681 | 0.0027775 | 0.50875 | 0.60375 | 0.072241 | 0.19583 | 0.000505 | 0.54659 | 0.5005 | 0.0005005 | 1 | 0.0071085 | 0.51698 | 0.0070628 | 0.0070628 | 0.50688 | 0.50687 | 0 | 0.50687 | 0.010598 | 0.010598 | 0.51 | 0.0050681 | 0.47823 | 0.0033907 | 0.003542 | 0.0042443 | 0.0031034 | 0.0050688 | 0.0050688 | 0.0027775 | 0.0077048 | 0.0079617 | 0.0077048 | 0.0079617 | 0.0077048 | 0.0069816 | 0.0069781 | 0.022589 | 0.012925 | 0.012925 | 0.012925 | 0.012925 | 0.010506 | 0.018767 | 0.025187 | 0.010659 | 0.00050681 | 0.3564 | 0.50875 | 0.60375 | 0.00050688 | 0.0005005 | 0.068953 | 0.0075156 | 0.00054659 | 0.00099923 | 0.0070628 | 0.51698 | 0.021873 | 0.0069695 | 0.0069695 | 0.0069695 | 0.47045 | 0 | 0.020137 | 0.51025 | 0.51025 |  | 0.0099294 | 0.22307 | 0.6165 | 0.644 | 0.77169 | 0.56425 | 0.505 | 0.505 | 0.37481 | 0.5075 | 0.50775 | 0.5075 | 0.50775 | 0.5075 | 0.0069816 | 0.0069781 | 0.665 | 0.44068 | 0.5125 | 0.5125 | 0.36486 | 0.27401 | 0.44721 | 0.063883 | 0.014255 | 0.012671 | 0.0027875 | 0.50875 | 0.60375 | 0.072241 | 0.00050688 | 0.03745 | 0.54659 | 0.054649 | 0.00097223 | 0.51366 | 0.0071085 | 0.031081 | 0.0069781 | 0.50688 | 0.0069781 | 0.0069781 | 0 | 0.023708 | 0.11028 | 0.11028 | 0.24851 | 0.0098702 | 0.22307 | 0.0083998 | 0.0087745 | 0.010514 | 0.0076879 | 0.47986 | 0.47986 | 0.0050681 | 0.5075 | 0.0069816 | 0.5075 | 0.50775 | 0.0069781 | 0.01113 | 0.010883 | 0.665 | 0.024493 | 0.5125 | 0.5125 | 0.024493 | 0.10269 | 0.10262 | 0.038809 | 0.018532 | 0.013612 | 0.0054612 | 0.019286 | 0.22131 | 0.00050688 | 0.00099925 | 0.00099294 | 0.0075156 | 0.00095035 | 0.00099903 | 0.0070628 | 0.037821 | 0.033101 | 0.0069695 | 0.0069695 | 0.013609 | 0.0136 | 0 | 0.027316 | 0.022548 | 0.022548 | 0.019514 | 0.0098657 | 0.021944 | 0.2313 | 0.2859 | 0.5394 | 0.12756 | 0.01354 | 0.01354 | 0.0099294 | 0.02058 | 0.024609 | 0.02058 | 0.021149 | 0.02058 | 0.015335 | 0.014842 | 0.32759 | 0.060511 | 0.024821 | 0.024821 | 0.049815 | 0.036707 | 0.1339 | 0.029769 | 0.067869 | 0.013605 | 0.0054286 | 0.017248 | 0.20358 | 0.00098702 | 0.0039836 | 0.00098702 | 0.091472 | 0.00098702 | 0.00099901 | 0.027284 | 0.047528 | 0.032341 | 0.025639 | 0.013385 | 0.013574 | 0.013574 | 0 | 0.02727 | 0.055562 | 0.055102 | 0.019516 | 0.0098657 | 0.020886 | 0.22859 | 0.28252 | 0.53297 | 0.1261 | 0.0098702 | 0.0098702 | 0.0098702 | 0.02874 | 0.029487 | 0.02874 | 0.029487 | 0.02874 | 0.015281 | 0.014791 | 0.32371 | 0.093461 | 0.024604 | 0.024604 | 0.068514 | 0.024963 | 0.15192 | 0.029771 | 0.067841 | 0.013605 | 0.0054261 | 0.017239 | 0.20339 | 0.00098657 | 0.0039804 | 0.00098657 | 0.091392 | 0.00098657 | 0.00099901 | 0.048124 | 0.041697 | 0.032341 | 0.013548 | 0.04807 | 0.013548 | 0.013548 | 0 | 0.02702 | 0.055539 | 0.055079 | 0.019516 | 0.0098657 | 0.020879 | 0.22838 | 0.28226 | 0.53247 | 0.12599 | 0.0098657 | 0.0098657 | 0.0098657 | 0.014789 | 0.015279 | 0.014789 | 0.015279 | 0.014789 | 0.014989 | 0.014516 | 0.32341 | 0.091555 | 0.024587 | 0.024587 | 0.066527 | 0.024963 | 0.14946 | 0.039034 | 0.017866 | 0.013605 | 0.0054261 | 0.033257 | 0.25924 | 0.00098654 | 0.00099901 | 0.00098657 | 0.091392 | 0.0020439 | 0.00099848 | 0.027271 | 0.041232 | 0.032905 | 0.013565 | 0.013565 | 0.027221 | 0.013548 | 0 | 0.027268 | 0.031056 | 0.031056 | 0.019516 | 0.0098657 | 0.027584 | 0.22838 | 0.28227 | 0.53247 | 0.12599 | 0.025475 | 0.025475 | 0.0098657 | 0.035779 | 0.043019 | 0.035779 | 0.036522 | 0.035779 | 0.015279 | 0.014789 | 0.32342 | 0.069506 | 0.024587 | 0.024587 | 0.055028 | 0.041365 | 0.13901 | 0.029771 | 0.067841 | 0.013605 | 0.0054261 | 0.017239 | 0.20339 | 0.00098657 | 0.0034716 | 0.00098657 | 0.091392 | 0.00098657 | 0.00099901 | 0.027271 | 0.034946 | 0.032341 | 0.070417 | 0.035999 | 0.047258 | 0.047258 | 0 | 0.027107 | 0.055539 | 0.055079 | 0.019516 | 0.0098657 | 0.020879 | 0.22838 | 0.28227 | 0.53247 | 0.12599 | 0.0098657 | 0.0098657 | 0.0098657 | 0.014789 | 0.015279 | 0.014789 | 0.015279 | 0.014789 | 0.015091 | 0.014612 | 0.32342 | 0.089371 | 0.024587 | 0.024587 | 0.064239 | 0.024963 | 0.14662 | 0.029771 | 0.067841 | 0.013605 | 0.0054261 | 0.017239 | 0.20339 | 0.00098657 | 0.0039804 | 0.00098657 | 0.091392 | 0.00098657 | 0.00099901 | 0.027271 | 0.041698 | 0.032341 | 0.013548 | 0.070768 | 0.013548 | 0.013548 | 0 | 0.026856 | 0.055539 | 0.055079 | 0.019516 | 0.0098657 | 0.020879 | 0.22838 | 0.28227 | 0.53247 | 0.12599 | 0.0098657 | 0.0098657 | 0.0098657 | 0.014789 | 0.015279 | 0.014789 | 0.015279 | 0.014789 | 0.014798 | 0.014336 | 0.32342 | 0.091555 | 0.024587 | 0.024587 | 0.066527 | 0.024963 | 0.14946 | 0.029771 | 0.067841 | 0.013605 | 0.0054261 | 0.017239 | 0.20339 | 0.00098657 | 0.0034716 | 0.00098657 | 0.091392 | 0.00098657 | 0.00099901 | 0.027271 | 0.041706 | 0.032341 | 0.013565 | 0.013565 | 0.047247 | 0.040697 | 0 | 0.027268 | 0.055539 | 0.055079 | 0.019516 | 0.0098657 | 0.020879 | 0.22838 | 0.28227 | 0.53247 | 0.12599 | 0.0098657 | 0.0098657 | 0.0098657 | 0.014789 | 0.015279 | 0.014789 | 0.015279 | 0.014789 | 0.015279 | 0.014789 | 0.32342 | 0.091558 | 0.024587 | 0.024587 | 0.06653 | 0.024963 | 0.14946 | 0.10537 | 0.078362 |  |  |  |  | 4 | 0.098228 | 0.09863 | [5 empty] | 0.42165 | 0.41417
0: Mooring-cable clashing | 0.070735 | 0.010659 | 0.00050681 | 0.50275 | 0.50875 | 0.60375 | 0.00051025 | 0.5005 | 0.5005 | 0.54659 | 0.067638 | 0.00096575 | 0.0070628 | 1 | 0.010598 | 0.0071085 | 0.50688 | 0.50687 | 0.50687 | 0 | 0.50687 | 0.010598 | 0.010598 | 0.51 | 0.0050681 | 0.0060375 | 0.0083998 | 0.0087745 | 0.010514 | 0.0076879 | 0.0050687 | 0.0050687 | 0.0050681 | 0.0077548 | 0.0080133 | 0.0077548 | 0.0080133 | 0.0077548 | 0.0069816 | 0.0069781 | 0.022589 | 0.012925 | 0.012925 | 0.012925 | 0.012925 | 0.010506 | 0.018767 | 0.099254 | 0.010659 | 0.00050681 | 0.40099 | 0.00050875 | 0.00060375 | 0.00051025 | 0.0005005 | 0.5005 | 0.0075156 | 0.13297 | 0.00093315 | 0.51366 | 0.00051698 | 0.010598 | 0.00050688 | 0.00050688 | 0.0069695 | 0.47045 | 0 | 0.020137 | 0.00051025 | 0.00051025 | 0.39148 | 0.0050681 | 0.47823 | 0.6165 | 0.644 | 0.77169 | 0.56425 | 0.505 | 0.505 | 0.505 | 0.5075 | 0.50775 | 0.5075 | 0.50775 | 0.5075 | 0.0069816 | 0.0069781 | 0.665 | 0.5125 | 0.5125 | 0.5125 | 0.5125 | 0.010506 | 0.5525 | 0.03132 | 0.038604 | 0.013612 | 0.0027875 | 0.0069317 | 0.0082261 | 0.00050681 | 0.0025396 | 0.00050681 | 0.0074473 | 0.00050681 | 0.00099925 | 0.00051366 | 0.27916 | 0.032897 | 0.50687 | 0.0070628 | 0.0069781 | 0.0069781 | 0 | 0.027315 | 0.03139 | 0.031143 | 0.019684 | 0.0098657 | 0.013686 | 0.0083998 | 0.0087745 | 0.010514 | 0.0076879 | 0.0050681 | 0.0050681 | 0.0050681 | 0.5075 | 0.50775 | 0.5075 | 0.50775 | 0.5075 | 0.015334 | 0.014841 | 0.0090606 | 0.15063 | 0.0069828 | 0.0069828 | 0.13776 | 0.024975 | 0.24165 | 0.03132 | 0.038604 | 0.013612 | 0.0027875 | 0.0069317 | 0.0082261 | 0.00050681 | 0.0022757 | 0.00050681 | 0.0074473 | 0.00050681 | 0.00099925 | 0.031397 | 0.034483 | 0.032897 | 0.035455 | 0.022254 | 0.026433 | 0.026433 | 0 | 0.027206 | 0.03139 | 0.031143 | 0.019684 | 0.0098657 | 0.013686 | 0.0083998 | 0.0087745 | 0.010514 | 0.0076879 | 0.0050681 | 0.0050681 | 0.0050681 | 0.0069147 | 0.0069181 | 0.0069147 | 0.0069181 | 0.0069147 | 0.015206 | 0.014721 | 0.0090606 | 0.067402 | 0.0069828 | 0.0069828 | 0.052723 | 0.024975 | 0.13614 | 0.029771 | 0.067841 | 0.013605 | 0.0054261 | 0.017239 | 0.20339 | 0.00098657 | 0.0039804 | 0.00098657 | 0.091392 | 0.00098657 | 0.00099901 | 0.027284 | 0.041619 | 0.032341 | 0.013385 | 0.013385 | 0.013548 | 0.013548 | 0 | 0.02727 | 0.055539 | 0.055079 | 0.019516 | 0.0098657 | 0.020879 | 0.22838 | 0.28226 | 0.53247 | 0.12599 | 0.0098657 | 0.0098657 | 0.0098657 | 0.029196 | 0.029942 | 0.029196 | 0.029942 | 0.029196 | 0.015281 | 0.014791 | 0.32341 | 0.09153 | 0.024587 | 0.024587 | 0.066501 | 0.024963 | 0.14943 | 0.029771 | 0.067841 | 0.013605 | 0.0054261 | 0.017239 | 0.20339 | 0.00098657 | 0.0034716 | 0.00098657 | 0.091392 | 0.00098657 | 0.00099901 | 0.028776 | 0.034946 | 0.032341 | 0.063163 | 0.028504 | 0.047348 | 0.047348 | 0 | 0.027161 | 0.055539 | 0.055079 | 0.019516 | 0.0098657 | 0.020879 | 0.22838 | 0.28226 | 0.53247 | 0.12599 | 0.0098657 | 0.0098657 | 0.0098657 | 0.014789 | 0.015279 | 0.014789 | 0.015279 | 0.014789 | 0.015154 | 0.014671 | 0.32341 | 0.089371 | 0.024587 | 0.024587 | 0.064239 | 0.024963 | 0.14662 | 0.029771 | 0.067387 | 0.013605 | 0.0054261 | 0.017239 | 0.20339 | 0.0009701 | 0.0039722 | 0.00098657 | 0.088518 | 0.00098657 | 0.00099901 | 0.027271 | 0.056236 | 0.032349 | 0.043729 | 0.043729 | 0.013548 | 0.013548 | 0 | 0.027051 | 0.055188 | 0.054727 | 0.019516 | 0.0098657 | 0.020879 | 0.22838 | 0.28227 | 0.53247 | 0.12599 | 0.0098657 | 0.0098657 | 0.0098657 | 0.029189 | 0.029936 | 0.029189 | 0.029936 | 0.029189 | 0.015026 | 0.014551 | 0.32342 |  | 0.024587 | 0.024587 |  | 0.024963 |  | 0.029771 | 0.067841 | 0.013605 | 0.0054261 | 0.017239 | 0.20339 | 0.00098657 | 0.0034716 | 0.00098657 | 0.091392 | 0.00098657 | 0.00099901 | 0.028768 | 0.034946 | 0.032341 | 0.056333 | 0.028504 | 0.040697 | 0.040697 | 0 | 0.027161 | 0.055539 | 0.055079 | 0.019516 | 0.0098657 | 0.020879 | 0.22838 | 0.28227 | 0.53247 | 0.12599 | 0.0098657 | 0.0098657 | 0.0098657 | 0.014789 | 0.015279 | 0.014789 | 0.015279 | 0.014789 | 0.015154 | 0.014671 | 0.32342 | 0.089371 | 0.024587 | 0.024587 | 0.064239 | 0.024963 | 0.14662 | 0.029771 |  | 0.013605 | 0.0054261 | 0.017239 | 0.20339 | 0.00098657 |  | 0.00098657 | 0.091392 | 0.00098657 | 0.00099901 | 0.027271 | 0.04832 | 0.010598 | 0.027293 | 0.013385 | 0.01355 | 0.01355 | 0 | 0.02727 |  |  | 0.019516 | 0.0098657 | 0.020879 | 0.22838 | 0.28227 | 0.53247 | 0.12599 | 0.0098657 | 0.0098657 | 0.0098657 | 0.02919 | 0.029936 | 0.02919 | 0.029936 | 0.02919 | 0.015281 | 0.014791 | 0.32342 | 0.5125 | 0.024587 | 0.024587 | 0.5125 | 0.024963 | 0.5525 | 0.029771 | 0.067841 | 0.013605 | 0.0054261 | 0.017239 | 0.20339 | 0.00098657 | 0.0034716 | 0.00098657 | 0.091392 | 0.00098657 | 0.00099901 | 0.028776 | 0.034946 | 0.032341 | 0.06262 | 0.035095 | 0.040697 | 0.040697 | 0 | 0.027113 | 0.055539 | 0.055079 | 0.019516 | 0.0098657 | 0.020879 | 0.22838 | 0.28227 | 0.53247 | 0.12599 | 0.0098657 | 0.0098657 | 0.0098657 | 0.014789 | 0.015279 | 0.014789 | 0.015279 | 0.014789 | 0.015098 | 0.014619 | 0.32342 | 0.089371 | 0.024587 | 0.024587 | 0.064239 | 0.024963 | 0.14662 | 0.093737 | 0.091153 |  |  |  |  | 5 | 0.098226 | 0.098609
0: Anchor-cable clashing | 0.033846 | 0.50975 | 0.00050681 | 0.0027875 | 0.50875 | 0.60375 | 0.00051025 | 0.0005005 | 0.5005 | 0.54659 | 0.00050681 | 0.00099925 | 0.00051366 | 0.010598 | 1 | 0.50688 | 0.00050688 | 0.50688 | 0.50687 | 0 | 0.020137 | 0.010598 | 0.010598 | 0.51 | 0.0050681 | 0.0060375 | 0.0083998 | 0.0087745 | 0.010514 | 0.0076879 | 0.505 | 0.505 | 0.0050681 | 0.0077548 | 0.0080133 | 0.0077548 | 0.0080133 | 0.0077548 | 0.0069816 | 0.0069781 | 0.665 | 0.012925 | 0.012925 | 0.012925 | 0.012925 | 0.010506 | 0.018767 | 0.065918 | 0.36991 | 0.00050681 | 0.40099 | 0.00050875 | 0.00060375 | 0.00051025 | 0.0005005 | 0.5005 | 0.54659 | 0.072908 | 0.00096312 | 0.51366 | 0.00051698 | 0.010598 | 0.00050688 | 0.00050688 | 0.0069695 | 0.47045 | 0 | 0.020137 | 0.00051025 | 0.00051025 | 0.39148 | 0.0050681 | 0.47823 | 0.6165 | 0.644 | 0.77169 | 0.56425 | 0.505 | 0.505 | 0.505 | 0.5075 | 0.50775 | 0.5075 | 0.50775 | 0.5075 | 0.0069816 | 0.0069781 | 0.665 | 0.5125 | 0.5125 | 0.5125 | 0.5125 | 0.010506 | 0.5525 | 0.03132 | 0.038604 | 0.00050681 | 0.0027875 | 0.0069317 | 0.0082261 | 0.00050681 | 0.5005 | 0.00050681 | 0.0074473 | 0.00050681 | 0.00099925 | 0.00051366 | 0.51698 | 0.021873 | 0.0070628 | 0.0070628 | 0.46928 | 0.46824 | 0 | 0.027315 | 0.51025 | 0.51025 | 0.019684 | 0.0099294 | 0.47823 | 0.0083998 | 0.0087745 | 0.010514 | 0.0076879 | 0.0050681 | 0.0050681 | 0.0050681 | 0.5075 | 0.50775 | 0.5075 | 0.50775 | 0.5075 | 0.015334 | 0.014841 | 0.0090606 | 0.44068 | 0.0069828 | 0.0069828 | 0.36486 | 0.024975 | 0.44721 | 0.03132 | 0.038604 | 0.013612 | 0.0027875 | 0.0069317 | 0.0082261 | 0.00050681 | 0.0022757 | 0.00050681 | 0.0074473 | 0.00050681 | 0.00099925 | 0.51366 | 0.034483 | 0.032897 | 0.032037 | 0.018784 | 0.026433 | 0.026433 | 0 | 0.027231 | 0.03139 | 0.031143 | 0.019684 | 0.0098657 | 0.013686 | 0.0083998 | 0.0087745 | 0.010514 | 0.0076879 | 0.0050681 | 0.0050681 | 0.0050681 | 0.0069147 | 0.0069181 | 0.0069147 | 0.0069181 | 0.0069147 | 0.015235 | 0.014748 | 0.0090606 | 0.067402 | 0.0069828 | 0.0069828 | 0.052723 | 0.024975 | 0.13614 | 0.02975 | 0.068236 | 0.013605 | 0.0054612 | 0.017375 | 0.20599 | 0.00099294 | 0.0039963 | 0.00099294 | 0.092507 | 0.00099294 | 0.000999 | 0.027284 | 0.041625 | 0.032334 | 0.013385 | 0.013385 | 0.013548 | 0.013548 | 0 | 0.02727 | 0.055862 | 0.055399 | 0.019514 | 0.0098657 | 0.020978 | 0.2313 | 0.2859 | 0.5394 | 0.12756 | 0.0099294 | 0.0099294 | 0.0099294 | 0.022841 | 0.023594 | 0.022841 | 0.023594 | 0.022841 | 0.015281 | 0.014791 | 0.32759 | 0.091818 | 0.024821 | 0.024821 | 0.066654 | 0.024963 | 0.14957 | 0.029771 | 0.067841 | 0.013605 | 0.0054261 | 0.017239 | 0.20339 | 0.00098657 | 0.0034716 | 0.00098657 | 0.091392 | 0.00098657 | 0.00099901 | 0.028779 | 0.034946 | 0.032341 | 0.056333 | 0.028504 | 0.040697 | 0.040697 | 0 | 0.027161 | 0.055539 | 0.055079 | 0.019516 | 0.0098657 | 0.020879 | 0.22838 | 0.28226 | 0.53247 | 0.12599 | 0.0098657 | 0.0098657 | 0.0098657 | 0.014789 | 0.015279 | 0.014789 | 0.015279 | 0.014789 | 0.015154 | 0.014671 | 0.32341 | 0.089371 | 0.024587 | 0.024587 | 0.064239 | 0.024963 | 0.14662 | 0.029771 | 0.067841 | 0.013605 | 0.0054261 | 0.017239 | 0.20339 | 0.00098657 | 0.0039804 | 0.00098657 | 0.091392 | 0.00098657 | 0.00099901 | 0.027271 | 0.041619 | 0.032341 | 0.013385 | 0.013385 | 0.013548 | 0.013548 | 0 | 0.02727 | 0.055539 | 0.055079 | 0.019516 | 0.0098657 | 0.020879 | 0.22838 | 0.28227 | 0.53247 | 0.12599 | 0.0098657 | 0.0098657 | 0.0098657 | 0.029189 | 0.029936 | 0.029189 | 0.029936 | 0.029189 | 0.015281 | 0.014791 | 0.32342 | 0.09153 | 0.024587 | 0.024587 | 0.066501 | 0.024963 | 0.14943 | 0.029771 | 0.067841 | 0.013605 | 0.0054261 | 0.017239 | 0.20339 | 0.00098657 | 0.0034716 | 0.00098657 | 0.091392 | 0.00098657 | 0.00099901 | 0.028776 | 0.034946 | 0.032341 | 0.056333 | 0.028504 | 0.040697 | 0.040697 | 0 | 0.027161 | 0.055539 | 0.055079 | 0.019516 | 0.0098657 | 0.020879 | 0.22838 | 0.28227 | 0.53247 | 0.12599 | 0.0098657 | 0.0098657 | 0.0098657 | 0.014789 | 0.015279 | 0.014789 | 0.015279 | 0.014789 | 0.015154 | 0.014671 | 0.32342 | 0.089371 | 0.024587 | 0.024587 | 0.064239 | 0.024963 | 0.14662 | 0.029771 | 0.067841 | 0.013605 | 0.0054261 | 0.017239 | 0.20339 | 0.00098657 | 0.0039804 | 0.00098657 | 0.091392 | 0.00098657 | 0.00099901 | 0.027271 | 0.041619 | 0.032341 | 0.013385 | 0.013385 | 0.013548 | 0.013548 | 0 | 0.02727 | 0.055539 | 0.055079 | 0.019516 | 0.0098657 | 0.020879 | 0.22838 | 0.28227 | 0.53247 | 0.12599 | 0.0098657 | 0.0098657 | 0.0098657 | 0.029189 | 0.029936 | 0.029189 | 0.029936 | 0.029189 | 0.015281 | 0.014791 | 0.32342 | 0.09153 | 0.024587 | 0.024587 | 0.066501 | 0.024963 | 0.14943 | 0.029771 | 0.067841 | 0.013605 | 0.0054261 | 0.017239 | 0.20339 | 0.00098657 | 0.0034716 | 0.00098657 | 0.091392 | 0.00098657 | 0.00099901 | 0.028776 | 0.034946 | 0.032341 | 0.056333 | 0.028504 | 0.040697 | 0.040697 | 0 | 0.027161 | 0.055539 | 0.055079 | 0.019516 | 0.0098657 | 0.020879 | 0.22838 | 0.28227 | 0.53247 | 0.12599 | 0.0098657 | 0.0098657 | 0.0098657 | 0.014789 | 0.015279 | 0.014789 | 0.015279 | 0.014789 | 0.015154 | 0.014671 | 0.32342 | 0.089371 | 0.024587 | 0.024587 | 0.064239 | 0.024963 | 0.14662 | 0.1013 | 0.031663 |  |  |  |  | 6 | 0.098198 | 0.098426
0: Change in mooring profile | 0.39259 | 0.50975 | 0.00050681 | 0.0027775 | 0.50875 | 0.60375 | 0.1411 | 0.19583 | 0.000505 | 0.54659 | 0.5005 | 0.00074975 | 0.0070628 | 0.0071085 | 0.010598 | 1 | 0.0069695 | 0.50688 | 0.0069816 | 0 | 0.50687 | 0.010598 | 0.010598 | 0.51 | 0.0050681 | 0.0060375 | 0.0033908 | 0.003542 | 0.0042443 | 0.0031034 | 0.0050688 | 0.0050688 | 0.0027775 | 0.5075 | 0.0069816 | 0.5075 | 0.50775 | 0.0069781 | 0.0069816 | 0.0069781 | 0.022589 | 0.012925 | 0.012925 | 0.012925 | 0.012925 | 0.010506 | 0.018767 | 0.025187 | 0.010659 | 0.00050681 | 0.45337 | 0.50875 | 0.60375 | 0.00051025 | 0.0005005 | 0.5005 | 0.0075156 | 0.00054659 | 0.00099923 | 0.0070628 | 0.51698 | 0.021873 | 0.0069695 | 0.0069695 | 0.0069695 | 0.47045 | 0 | 0.020137 | 0.51025 | 0.51025 | 0.39189 | 0.0050681 | 0.47823 | 0.6165 | 0.644 | 0.77169 | 0.56425 | 0.505 | 0.505 | 0.505 | 0.5075 | 0.50775 | 0.5075 | 0.50775 | 0.5075 | 0.0069816 | 0.0069781 | 0.665 | 0.44068 | 0.5125 | 0.5125 | 0.36486 | 0.27401 | 0.44721 | 0.063883 | 0.014255 | 0.012671 | 0.0027875 | 0.50875 | 0.60375 | 0.072241 | 0.00050688 | 0.03745 | 0.54659 | 0.054649 | 0.00097223 | 0.51366 | 0.0071085 | 0.031081 | 0.0069781 | 0.50688 | 0.0069781 | 0.0069781 | 0 | 0.023708 | 0.11028 | 0.11028 | 0.24851 | 0.0098702 | 0.22307 | 0.0083998 | 0.0087745 | 0.010514 | 0.0076879 | 0.47986 | 0.47986 | 0.0050681 | 0.5075 | 0.0069816 | 0.5075 | 0.50775 | 0.0069781 | 0.01113 | 0.010883 | 0.665 | 0.024493 | 0.5125 | 0.5125 | 0.024493 | 0.10269 | 0.10262 | 0.058565 | 0.018532 | 0.013612 | 0.0027875 | 0.50875 | 0.60375 | 0.00050688 | 0.00099925 | 0.00050681 | 0.0075156 | 0.039206 | 0.00097994 | 0.0070628 | 0.037821 | 0.033101 | 0.0069695 | 0.0069695 | 0.013609 | 0.0136 | 0 | 0.027316 | 0.022548 | 0.022548 | 0.019684 | 0.0098657 | 0.22307 | 0.0083998 | 0.0087745 | 0.010514 | 0.0076879 | 0.39419 | 0.39419 | 0.0050681 | 0.5075 | 0.50775 | 0.5075 | 0.50775 | 0.5075 | 0.015335 | 0.014842 | 0.0090606 | 0.060511 | 0.0069828 | 0.0069828 | 0.049815 | 0.054926 | 0.1339 | 0.029769 | 0.067869 | 0.013605 | 0.0054286 | 0.017248 | 0.20358 | 0.00098702 | 0.0039836 | 0.00098702 | 0.091472 | 0.00098702 | 0.00099901 | 0.027284 | 0.047528 | 0.032341 | 0.025639 | 0.013385 | 0.013574 | 0.013574 | 0 | 0.02727 | 0.055562 | 0.055102 | 0.019516 | 0.0098657 | 0.020886 | 0.22859 | 0.28252 | 0.53297 | 0.1261 | 0.0098702 | 0.0098702 | 0.0098702 | 0.02874 | 0.029487 | 0.02874 | 0.029487 | 0.02874 | 0.015281 | 0.014791 | 0.32371 | 0.093461 | 0.024604 | 0.024604 | 0.068514 | 0.024963 | 0.15192 | 0.029771 | 0.067841 | 0.013605 | 0.0054261 | 0.017239 | 0.20339 | 0.00098657 | 0.0039804 | 0.00098657 | 0.091392 | 0.00098657 | 0.00099901 | 0.048124 | 0.041697 | 0.032341 | 0.013548 | 0.04807 | 0.013548 | 0.013548 | 0 | 0.02702 | 0.055539 | 0.055079 | 0.019516 | 0.0098657 | 0.020879 | 0.22838 | 0.28226 | 0.53247 | 0.12599 | 0.0098657 | 0.0098657 | 0.0098657 | 0.014789 | 0.015279 | 0.014789 | 0.015279 | 0.014789 | 0.014989 | 0.014516 | 0.32341 | 0.091555 | 0.024587 | 0.024587 | 0.066527 | 0.024963 | 0.14946 | 0.039034 | 0.017866 | 0.013605 | 0.0054261 | 0.033257 | 0.25924 | 0.00098654 | 0.00099901 | 0.00098657 | 0.091392 | 0.0020439 | 0.00099848 | 0.027271 | 0.041232 | 0.032905 | 0.013565 | 0.013565 | 0.027221 | 0.013548 | 0 | 0.027268 | 0.031056 | 0.031056 | 0.019516 | 0.0098657 | 0.027584 | 0.22838 | 0.28227 | 0.53247 | 0.12599 | 0.025475 | 0.025475 | 0.0098657 | 0.035779 | 0.043019 | 0.035779 | 0.036522 | 0.035779 | 0.015279 | 0.014789 | 0.32342 | 0.069506 | 0.024587 | 0.024587 | 0.055028 | 0.041365 | 0.13901 | 0.029771 | 0.067841 | 0.013605 | 0.0054261 | 0.017239 | 0.20339 | 0.00098657 | 0.0034716 | 0.00098657 | 0.091392 | 0.00098657 | 0.00099901 | 0.027271 | 0.034946 | 0.032341 | 0.070417 | 0.035999 | 0.047258 | 0.047258 | 0 | 0.027107 | 0.055539 | 0.055079 | 0.019516 | 0.0098657 | 0.020879 | 0.22838 | 0.28227 | 0.53247 | 0.12599 | 0.0098657 | 0.0098657 | 0.0098657 | 0.014789 | 0.015279 | 0.014789 | 0.015279 | 0.014789 | 0.015091 | 0.014612 | 0.32342 | 0.089371 | 0.024587 | 0.024587 | 0.064239 | 0.024963 | 0.14662 | 0.029771 | 0.067841 | 0.013605 | 0.0054261 | 0.017239 | 0.20339 | 0.00098657 | 0.0039804 | 0.00098657 | 0.091392 | 0.00098657 | 0.00099901 | 0.027271 | 0.041698 | 0.032341 | 0.013548 | 0.070768 | 0.013548 | 0.013548 | 0 | 0.026856 | 0.055539 | 0.055079 | 0.019516 | 0.0098657 | 0.020879 | 0.22838 | 0.28227 | 0.53247 | 0.12599 | 0.0098657 | 0.0098657 | 0.0098657 | 0.014789 | 0.015279 | 0.014789 | 0.015279 | 0.014789 | 0.014798 | 0.014336 | 0.32342 | 0.091555 | 0.024587 | 0.024587 | 0.066527 | 0.024963 | 0.14946 | 0.029771 | 0.067841 | 0.013605 | 0.0054261 | 0.017239 | 0.20339 | 0.00098657 | 0.0034716 | 0.00098657 | 0.091392 | 0.00098657 | 0.00099901 | 0.027271 | 0.041706 | 0.032341 | 0.013565 | 0.013565 | 0.047247 | 0.040697 | 0 | 0.027268 | 0.055539 | 0.055079 | 0.019516 | 0.0098657 | 0.020879 | 0.22838 | 0.28227 | 0.53247 | 0.12599 | 0.0098657 | 0.0098657 | 0.0098657 | 0.014789 | 0.015279 | 0.014789 | 0.015279 | 0.014789 | 0.015279 | 0.014789 | 0.32342 | 0.091558 | 0.024587 | 0.024587 | 0.06653 | 0.024963 | 0.14946 | 0.11388 | 0.058678 |  |  |  |  | 7 | 0.099068 | 0.069931
0: Excess mooring loads | 0.50975 | 0.50975 | 0.00050681 | 0.0027775 | 0.50875 | 0.60375 | 0.00050688 | 0.19583 | 0.000505 | 0.0075156 | 0.5005 | 0.0005005 | 0.0070628 | 0.0071085 | 0.0071085 | 0.0069695 | 1 | 0.0069695 | 0.50687 | 0 | 0.50687 | 0.51025 | 0.51025 | 0.51 | 0.0050681 | 0.47823 | 0.0033908 | 0.003542 | 0.0042443 | 0.0031034 | 0.0050688 | 0.0050688 | 0.0027775 | 0.0069781 | 0.0069816 | 0.0069781 | 0.0069816 | 0.0069781 | 0.0069816 | 0.0069781 | 0.665 | 0.012925 | 0.5125 | 0.5125 | 0.012925 | 0.5125 | 0.018767 | 0.068404 | 0.010659 | 0.00050681 | 0.0027875 | 0.50875 | 0.60375 | 0.00050688 | 0.0005005 | 0.00050681 | 0.0075156 | 0.067638 | 0.00096575 | 0.00051366 | 0.51698 | 0.021873 | 0.0069695 | 0.0069695 | 0.0069695 | 0.47045 | 0 | 0.020137 | 0.51025 | 0.51025 | 0.019684 | 0.0099294 | 0.22307 | 0.0083998 | 0.0087745 | 0.010514 | 0.0076879 | 0.505 | 0.505 | 0.0050681 | 0.5075 | 0.50775 | 0.5075 | 0.50775 | 0.5075 | 0.0069816 | 0.0069781 | 0.0090606 | 0.44068 | 0.0069828 | 0.0069828 | 0.36486 | 0.29002 | 0.44721 | 0.063883 | 0.014255 | 0.012671 | 0.0027875 | 0.50875 | 0.60375 | 0.072241 | 0.00050688 | 0.03745 | 0.54659 | 0.054649 | 0.00097223 | 0.51366 | 0.0071085 | 0.031081 | 0.0069781 | 0.50688 | 0.0069781 | 0.0069781 | 0 | 0.023708 | 0.11028 | 0.11028 | 0.24851 | 0.0098702 | 0.22307 | 0.0083998 | 0.0087745 | 0.010514 | 0.0076879 | 0.47986 | 0.47986 | 0.0050681 | 0.5075 | 0.0069816 | 0.5075 | 0.50775 | 0.0069781 | 0.01113 | 0.010883 | 0.665 | 0.024493 | 0.5125 | 0.5125 | 0.024493 | 0.10269 | 0.10262 | 0.029238 | 0.018532 | 0.013612 | 0.012142 | 0.019286 | 0.22131 | 0.00050688 | 0.00099925 | 0.0027078 | 0.0075156 | 0.00095035 | 0.00099903 | 0.0070628 | 0.037821 | 0.033101 | 0.0069695 | 0.0069695 | 0.013609 | 0.068665 | 0 | 0.027316 | 0.022548 | 0.022548 | 0.094749 | 0.0098657 | 0.021944 | 0.2493 | 0.30422 | 0.55921 | 0.14496 | 0.01354 | 0.01354 | 0.015717 | 0.02058 | 0.024609 | 0.02058 | 0.021149 | 0.02058 | 0.015335 | 0.014842 | 0.37185 | 0.060511 | 0.067586 | 0.067586 | 0.049815 | 0.036707 | 0.1339 | 0.029769 | 0.067869 | 0.013605 | 0.0054286 | 0.017248 | 0.20358 | 0.00098702 | 0.0039836 | 0.00098702 | 0.091472 | 0.00098702 | 0.00099901 | 0.027284 | 0.047528 | 0.032341 | 0.025639 | 0.013385 | 0.013574 | 0.013574 | 0 | 0.02727 | 0.055562 | 0.055102 | 0.019516 | 0.0098657 | 0.020886 | 0.22859 | 0.28252 | 0.53297 | 0.1261 | 0.0098702 | 0.0098702 | 0.0098702 | 0.02874 | 0.029487 | 0.02874 | 0.029487 | 0.02874 | 0.015281 | 0.014791 | 0.32371 | 0.093461 | 0.024604 | 0.024604 | 0.068514 | 0.024963 | 0.15192 | 0.029771 | 0.067841 | 0.013605 | 0.0054261 | 0.017239 | 0.20339 | 0.00098657 | 0.0039804 | 0.00098657 | 0.091392 | 0.00098657 | 0.00099901 | 0.048124 | 0.041697 | 0.032341 | 0.013548 | 0.04807 | 0.013548 | 0.013548 | 0 | 0.02702 | 0.055539 | 0.055079 | 0.019516 | 0.0098657 | 0.020879 | 0.22838 | 0.28226 | 0.53247 | 0.12599 | 0.0098657 | 0.0098657 | 0.0098657 | 0.014789 | 0.015279 | 0.014789 | 0.015279 | 0.014789 | 0.014989 | 0.014516 | 0.32341 | 0.091555 | 0.024587 | 0.024587 | 0.066527 | 0.024963 | 0.14946 | 0.039034 | 0.017866 | 0.013605 | 0.0054261 | 0.033257 | 0.25924 | 0.00098654 | 0.00099901 | 0.00098657 | 0.091392 | 0.0020439 | 0.00099848 | 0.027271 | 0.041232 | 0.032905 | 0.013565 | 0.013565 | 0.027221 | 0.013548 | 0 | 0.027268 | 0.031056 | 0.031056 | 0.019516 | 0.0098657 | 0.027584 | 0.22838 | 0.28227 | 0.53247 | 0.12599 | 0.025475 | 0.025475 | 0.0098657 | 0.035779 | 0.043019 | 0.035779 | 0.036522 | 0.035779 | 0.015279 | 0.014789 | 0.32342 | 0.069506 | 0.024587 | 0.024587 | 0.055028 | 0.041365 | 0.13901 | 0.029771 | 0.067841 | 0.013605 | 0.0054261 | 0.017239 | 0.20339 | 0.00098657 | 0.0034716 | 0.00098657 | 0.091392 | 0.00098657 | 0.00099901 | 0.027271 | 0.034946 | 0.032341 | 0.070417 | 0.035999 | 0.047258 | 0.047258 | 0 | 0.027107 | 0.055539 | 0.055079 | 0.019516 | 0.0098657 | 0.020879 | 0.22838 | 0.28227 | 0.53247 | 0.12599 | 0.0098657 | 0.0098657 | 0.0098657 | 0.014789 | 0.015279 | 0.014789 | 0.015279 | 0.014789 | 0.015091 | 0.014612 | 0.32342 | 0.089371 | 0.024587 | 0.024587 | 0.064239 | 0.024963 | 0.14662 | 0.029771 | 0.067841 | 0.013605 | 0.0054261 | 0.017239 | 0.20339 | 0.00098657 | 0.0039804 | 0.00098657 | 0.091392 | 0.00098657 | 0.00099901 | 0.027271 | 0.041698 | 0.032341 | 0.013548 | 0.070768 | 0.013548 | 0.013548 | 0 | 0.026856 | 0.055539 | 0.055079 | 0.019516 | 0.0098657 | 0.020879 | 0.22838 | 0.28227 | 0.53247 | 0.12599 | 0.0098657 | 0.0098657 | 0.0098657 | 0.014789 | 0.015279 | 0.014789 | 0.015279 | 0.014789 | 0.014798 | 0.014336 | 0.32342 | 0.091555 | 0.024587 | 0.024587 | 0.066527 | 0.024963 | 0.14946 | 0.029771 | 0.067841 | 0.013605 | 0.0054261 | 0.017239 | 0.20339 | 0.00098657 | 0.0034716 | 0.00098657 | 0.091392 | 0.00098657 | 0.00099901 | 0.027271 | 0.041706 | 0.032341 | 0.013565 | 0.013565 | 0.047247 | 0.040697 | 0 | 0.027268 | 0.055539 | 0.055079 | 0.019516 | 0.0098657 | 0.020879 | 0.22838 | 0.28227 | 0.53247 | 0.12599 | 0.0098657 | 0.0098657 | 0.0098657 | 0.014789 | 0.015279 | 0.014789 | 0.015279 | 0.014789 | 0.015279 | 0.014789 | 0.32342 | 0.091558 | 0.024587 | 0.024587 | 0.06653 | 0.024963 | 0.14946 | 0.098713 | 0.083354 |  |  |  |  | 8 | 0.097844 | 0.11333
0: Mooring line nonfunctional | 0.50975 | 0.010659 | 0.00050681 | 0.50275 | 0.50875 | 0.60375 | 0.00050688 | 0.00050688 | 0.0005005 | 0.0075156 | 0.00054659 | 0.0005005 | 0.51366 | 0.51698 | 0.010598 | 0.0069695 | 0.50687 | 1 | 0.0069816 | 0 | 0.020137 | 0.51025 | 0.51025 | 0.44761 | 0.0050681 | 0.47823 | 0.6165 | 0.644 | 0.77169 | 0.56425 | 0.0054659 | 0.0054659 | 0.505 | 0.5075 | 0.0069816 | 0.5075 | 0.50775 | 0.0069781 | 0.0069816 | 0.0069781 | 0.665 | 0.5125 | 0.5125 | 0.5125 | 0.5125 | 0.5125 | 0.5525 | 0.50975 | 0.50975 | 0.00050681 | 0.0027875 | 0.0069317 | 0.0082261 | 0.00050681 | 0.5005 | 0.00050681 | 0.0074473 | 0.00050681 | 0.0005005 | 0.00051366 | 0.51698 | 0.021873 | 0.0070628 | 0.0070628 | 0.46928 | 0.46824 | 0 | 0.027315 | 0.51025 | 0.51025 | 0.019684 | 0.0099294 | 0.47823 | 0.0083998 | 0.0087745 | 0.010514 | 0.0076879 | 0.0050681 | 0.0050681 | 0.0050681 | 0.5075 | 0.50775 | 0.5075 | 0.50775 | 0.5075 | 0.015334 | 0.014841 | 0.0090606 | 0.44068 | 0.0069828 | 0.0069828 | 0.36486 | 0.0005125 | 0.44721 | 0.50975 | 0.50975 | 0.00050681 | 0.0027875 | 0.0069317 | 0.0082261 | 0.00050681 | 0.5005 | 0.00050681 | 0.0074473 | 0.00050681 | 0.0005005 | 0.51366 | 0.51698 | 0.021873 | 0.50687 | 0.50687 | 0.026433 | 0.026433 | 0 | 0.023708 | 0.51025 | 0.51025 | 0.019684 | 0.0099294 | 0.47823 | 0.0083998 | 0.0087745 | 0.010514 | 0.0076879 | 0.0050681 | 0.0050681 | 0.0050681 | 0.0069147 | 0.0069181 | 0.0069147 | 0.0069181 | 0.0069147 | 0.01113 | 0.010883 | 0.0090606 | 0.44068 | 0.0069828 | 0.0069828 | 0.36486 | 0.0005125 | 0.44721 | 0.02975 | 0.068236 | 0.013605 | 0.0054612 | 0.017375 | 0.20599 | 0.00099294 | 0.0039963 | 0.00099294 | 0.092507 | 0.00099294 | 0.000999 | 0.00051366 | 0.041709 | 0.032334 | 0.013559 | 0.013559 | 0.013548 | 0.013548 | 0 | 0.027268 | 0.055862 | 0.055399 | 0.019514 | 0.0098657 | 0.020978 | 0.2313 | 0.2859 | 0.5394 | 0.12756 | 0.0099294 | 0.0099294 | 0.0099294 | 0.015651 | 0.016164 | 0.015651 | 0.016164 | 0.015651 | 0.015279 | 0.01479 | 0.32759 | 0.091845 | 0.024821 | 0.024821 | 0.066682 | 0.024963 | 0.1496 | 0.02975 | 0.068236 | 0.013605 | 0.0054612 | 0.017375 | 0.20599 | 0.00099294 | 0.0034875 | 0.00099294 | 0.092507 | 0.00099294 | 0.000999 | 0.028786 | 0.034952 | 0.032334 | 0.056649 | 0.028632 | 0.040884 | 0.040884 | 0 | 0.02716 | 0.055862 | 0.055399 | 0.019514 | 0.0098657 | 0.020978 | 0.2313 | 0.2859 | 0.5394 | 0.12756 | 0.0099294 | 0.0099294 | 0.0099294 | 0.014894 | 0.01539 | 0.014894 | 0.01539 | 0.014894 | 0.015153 | 0.01467 | 0.32759 | 0.089661 | 0.024821 | 0.024821 | 0.064393 | 0.024963 | 0.14676 | 0.029771 | 0.067841 | 0.013605 | 0.0054261 | 0.017239 | 0.20339 | 0.00098657 | 0.0039804 | 0.00098657 | 0.091392 | 0.00098657 | 0.00099901 | 0.027271 | 0.041619 | 0.032341 | 0.013385 | 0.013385 | 0.013548 | 0.013548 | 0 | 0.02727 | 0.055539 | 0.055079 | 0.019516 | 0.0098657 | 0.020879 | 0.22838 | 0.28227 | 0.53247 | 0.12599 | 0.0098657 | 0.0098657 | 0.0098657 | 0.029189 | 0.029936 | 0.029189 | 0.029936 | 0.029189 | 0.015281 | 0.014791 | 0.32342 | 0.09153 | 0.024587 | 0.024587 | 0.066501 | 0.024963 | 0.14943 | 0.029771 | 0.067841 | 0.013605 | 0.0054261 | 0.017239 | 0.20339 | 0.00098657 | 0.0034716 | 0.00098657 | 0.091392 | 0.00098657 | 0.00099901 | 0.028776 | 0.034946 | 0.032341 | 0.056333 | 0.028504 | 0.040697 | 0.040697 | 0 | 0.027161 | 0.055539 | 0.055079 | 0.019516 | 0.0098657 | 0.020879 | 0.22838 | 0.28227 | 0.53247 | 0.12599 | 0.0098657 | 0.0098657 | 0.0098657 | 0.014789 | 0.015279 | 0.014789 | 0.015279 | 0.014789 | 0.015154 | 0.014671 | 0.32342 | 0.089371 | 0.024587 | 0.024587 | 0.064239 | 0.024963 | 0.14662 | 0.029771 | 0.067841 | 0.013605 | 0.0054261 | 0.017239 | 0.20339 | 0.00098657 | 0.0039804 | 0.00098657 | 0.091392 | 0.00098657 | 0.00099901 | 0.027271 | 0.041619 | 0.032341 | 0.013385 | 0.013385 | 0.013548 | 0.013548 | 0 | 0.02727 | 0.055539 | 0.055079 | 0.019516 | 0.0098657 | 0.020879 | 0.22838 | 0.28227 | 0.53247 | 0.12599 | 0.0098657 | 0.0098657 | 0.0098657 | 0.029189 | 0.029936 | 0.029189 | 0.029936 | 0.029189 | 0.015281 | 0.014791 | 0.32342 | 0.09153 | 0.024587 | 0.024587 | 0.066501 | 0.024963 | 0.14943 | 0.029771 | 0.067841 | 0.013605 | 0.0054261 | 0.017239 | 0.20339 | 0.00098657 | 0.0034716 | 0.00098657 | 0.091392 | 0.00098657 | 0.00099901 | 0.028776 | 0.034946 | 0.032341 | 0.056333 | 0.028504 | 0.040697 | 0.040697 | 0 | 0.027161 | 0.055539 | 0.055079 | 0.019516 | 0.0098657 | 0.020879 | 0.22838 | 0.28227 | 0.53247 | 0.12599 | 0.0098657 | 0.0098657 | 0.0098657 | 0.014789 | 0.015279 | 0.014789 | 0.015279 | 0.014789 | 0.015154 | 0.014671 | 0.32342 | 0.089371 | 0.024587 | 0.024587 | 0.064239 | 0.024963 | 0.14662 | 0.029771 | 0.067841 | 0.013605 | 0.0054261 | 0.017239 | 0.20339 | 0.00098657 | 0.0039804 | 0.00098657 | 0.091392 | 0.00098657 | 0.00099901 | 0.027271 | 0.041619 | 0.032341 | 0.013385 | 0.013385 | 0.013548 | 0.013548 | 0 | 0.02727 | 0.055539 | 0.055079 | 0.019516 | 0.0098657 | 0.020879 | 0.22838 | 0.28227 | 0.53247 | 0.12599 | 0.0098657 | 0.0098657 | 0.0098657 | 0.029189 | 0.029936 | 0.029189 | 0.029936 | 0.029189 | 0.015281 | 0.014791 | 0.32342 | 0.09153 | 0.024587 | 0.024587 | 0.066501 | 0.024963 | 0.14943 | 0.10698 | 0.058757 |  |  |  |  | 9 | 0.090259 | 0.08795
0: Shared line nonfunctional | 0.50975 | 0.010659 | 0.00050681 | 0.50275 | 0.50875 | 0.60375 | 0.00050688 | 0.0005005 | 0.5005 | 0.0075156 | 0.00054659 | 0.0005005 | 0.0070628 | 0.51698 | 0.010598 | 0.0069695 | 0.0069695 | 0.0069695 | 1 | 0 | 0.50687 | 0.51025 | 0.51025 | 0.44761 | 0.0050681 | 0.47823 | 0.6165 | 0.644 | 0.77169 | 0.56425 | 0.505 | 0.505 | 0.505 | 0.5075 | 0.50775 | 0.5075 | 0.50775 | 0.5075 | 0.0069816 | 0.0069781 | 0.665 | 0.5125 | 0.5125 | 0.5125 | 0.5125 | 0.5125 | 0.5525 | 0.50975 | 0.010659 | 0.00050681 | 0.50275 | 0.50875 | 0.60375 | 0.00050688 | 0.0005005 | 0.5005 | 0.0075156 | 0.00054659 | 0.0005005 | 0.0070628 | 0.51698 | 0.010598 | 0.0069695 | 0.0069695 | 0.0069695 | 0.50687 | 0 | 0.020137 | 0.51025 | 0.51025 | 0.44761 | 0.0050681 | 0.47823 | 0.6165 | 0.644 | 0.77169 | 0.56425 | 0.505 | 0.505 | 0.505 | 0.5075 | 0.50775 | 0.5075 | 0.50775 | 0.5075 | 0.0069816 | 0.0069781 | 0.665 | 0.5125 | 0.5125 | 0.5125 | 0.5125 | 0.5125 | 0.5525 | 0.03132 | 0.038604 | 0.013612 | 0.0027875 | 0.0069317 | 0.0082261 | 0.00050681 | 0.0025384 | 0.00050681 | 0.0074473 | 0.00050681 | 0.00099925 | 0.00051366 | 0.038113 | 0.032897 | 0.0070628 | 0.0070628 | 0.0069781 | 0.0069781 | 0 | 0.027315 | 0.03139 | 0.031143 | 0.019684 | 0.0098657 | 0.013686 | 0.0083998 | 0.0087745 | 0.010514 | 0.0076879 | 0.0050681 | 0.0050681 | 0.0050681 | 0.5075 | 0.50775 | 0.5075 | 0.50775 | 0.5075 | 0.015334 | 0.014841 | 0.0090606 | 0.068637 | 0.0069828 | 0.0069828 | 0.053984 | 0.024975 | 0.13771 | 0.03132 | 0.038604 | 0.013612 | 0.0027875 | 0.0069317 | 0.0082261 | 0.00050681 | 0.0027793 | 0.00050681 | 0.0074473 | 0.00050681 | 0.00099925 | 0.041461 | 0.041266 | 0.032897 | 0.0136 | 0.032124 | 0.0136 | 0.0136 | 0 | 0.027135 | 0.03139 | 0.031143 | 0.019684 | 0.0098657 | 0.013686 | 0.0083998 | 0.0087745 | 0.010514 | 0.0076879 | 0.0050681 | 0.0050681 | 0.0050681 | 0.0069147 | 0.0069181 | 0.0069147 | 0.0069181 | 0.0069147 | 0.015123 | 0.014642 | 0.0090606 | 0.069709 | 0.0069828 | 0.0069828 | 0.05508 | 0.024975 | 0.13907 | 0.039034 | 0.017866 | 0.013605 | 0.0054261 | 0.033259 | 0.25924 | 0.00098651 | 0.00099901 | 0.00098657 | 0.091388 | 0.0020441 | 0.00099848 | 0.027284 | 0.041232 | 0.032905 | 0.013565 | 0.013565 | 0.027243 | 0.013548 | 0 | 0.027268 | 0.031056 | 0.031056 | 0.019516 | 0.0098657 | 0.027585 | 0.22838 | 0.28226 | 0.53247 | 0.12599 | 0.025477 | 0.025477 | 0.0098657 | 0.035786 | 0.043025 | 0.035786 | 0.036529 | 0.035786 | 0.015279 | 0.014789 | 0.32341 | 0.069505 | 0.024587 | 0.024587 | 0.055027 | 0.041365 | 0.13901 | 0.029771 | 0.067841 | 0.013605 | 0.0054261 | 0.017239 | 0.20339 | 0.00098657 | 0.0034716 | 0.00098657 | 0.091392 | 0.00098657 | 0.00099901 | 0.027271 | 0.034946 | 0.032341 | 0.063794 | 0.035999 | 0.040697 | 0.040697 | 0 | 0.027107 | 0.055539 | 0.055079 | 0.019516 | 0.0098657 | 0.020879 | 0.22838 | 0.28226 | 0.53247 | 0.12599 | 0.0098657 | 0.0098657 | 0.0098657 | 0.014789 | 0.015279 | 0.014789 | 0.015279 | 0.014789 | 0.015091 | 0.014612 | 0.32341 | 0.089371 | 0.024587 | 0.024587 | 0.064239 | 0.024963 | 0.14662 | 0.029771 | 0.067841 | 0.013605 | 0.0054261 | 0.017239 | 0.20339 | 0.00098657 | 0.0039804 | 0.00098657 | 0.091392 | 0.00098657 | 0.00099901 | 0.027271 | 0.041698 | 0.032341 | 0.013548 | 0.049029 | 0.013548 | 0.013548 | 0 | 0.027013 | 0.055539 | 0.055079 | 0.019516 | 0.0098657 | 0.020879 | 0.22838 | 0.28227 | 0.53247 | 0.12599 | 0.0098657 | 0.0098657 | 0.0098657 | 0.014789 | 0.015279 | 0.014789 | 0.015279 | 0.014789 | 0.014981 | 0.014509 | 0.32342 | 0.091555 | 0.024587 | 0.024587 | 0.066527 | 0.024963 | 0.14946 | 0.029771 | 0.067841 | 0.013605 | 0.0054261 | 0.017239 | 0.20339 | 0.00098657 | 0.0034716 | 0.00098657 | 0.091392 | 0.00098657 | 0.00099901 | 0.027271 | 0.041706 | 0.032341 | 0.013565 | 0.013565 | 0.047247 | 0.040697 | 0 | 0.027268 | 0.055539 | 0.055079 | 0.019516 | 0.0098657 | 0.020879 | 0.22838 | 0.28227 | 0.53247 | 0.12599 | 0.0098657 | 0.0098657 | 0.0098657 | 0.014789 | 0.015279 | 0.014789 | 0.015279 | 0.014789 | 0.015279 | 0.014789 | 0.32342 | 0.091558 | 0.024587 | 0.024587 | 0.06653 | 0.024963 | 0.14946 | 0.029771 | 0.067841 | 0.013605 | 0.0054261 | 0.017239 | 0.20339 | 0.00098657 | 0.0034716 | 0.00098657 | 0.091392 | 0.00098657 | 0.00099901 | 0.027271 | 0.034946 | 0.032341 | 0.063767 | 0.035987 | 0.047255 | 0.047255 | 0 | 0.027107 | 0.055539 | 0.055079 | 0.019516 | 0.0098657 | 0.020879 | 0.22838 | 0.28227 | 0.53247 | 0.12599 | 0.0098657 | 0.0098657 | 0.0098657 | 0.014789 | 0.015279 | 0.014789 | 0.015279 | 0.014789 | 0.015091 | 0.014612 | 0.32342 | 0.089371 | 0.024587 | 0.024587 | 0.064239 | 0.024963 | 0.14662 | 0.029771 | 0.067841 | 0.013605 | 0.0054261 | 0.017239 | 0.20339 | 0.00098657 | 0.0039804 | 0.00098657 | 0.091392 | 0.00098657 | 0.00099901 | 0.027271 | 0.041698 | 0.032341 | 0.013548 | 0.049041 | 0.013548 | 0.013548 | 0 | 0.027013 | 0.055539 | 0.055079 | 0.019516 | 0.0098657 | 0.020879 | 0.22838 | 0.28227 | 0.53247 | 0.12599 | 0.0098657 | 0.0098657 | 0.0098657 | 0.014789 | 0.015279 | 0.014789 | 0.015279 | 0.014789 | 0.014981 | 0.014509 | 0.32342 | 0.091555 | 0.024587 | 0.024587 | 0.066527 | 0.024963 | 0.14946 | 0.11613 | 0.084802
0: Excess Anchor Loads | 0 | 0 | 0 | 0 | 0 | 0 | 0 | 0 | 0 | 0 | 0 | 0 | 0 | 0 | 0 | 0 | 0 | 0 | 0 | 1 | 0 | 0 | 0 | 0 | 0 | 0 | 0 | 0 | 0 | 0 | 0 | 0 | 0 | 0 | 0 | 0 | 0 | 0 | 0 | 0 | 0 | 0 | 0 | 0 | 0 | 0 | 0 | 0 | 0 | 0 | 0 | 0 | 0 | 0 | 0 | 0 | 0 | 0 | 0 | 0 | 0 | 0 | 0 | 0 | 0 | 0 | 0 | 0 | 0 | 0 | 0 | 0 | 0 | 0 | 0 | 0 | 0 | 0 | 0 | 0 | 0 | 0 | 0 | 0 | 0 | 0 | 0 | 0 | 0 | 0 | 0 | 0 | 0 | 0 | 0 | 0 | 0 | 0 | 0 | 0 | 0 | 0 | 0 | 0 | 0 | 0 | 0 | 0 | 0 | 0 | 0 | 0 | 0 | 0 | 0 | 0 | 0 | 0 | 0 | 0 | 0 | 0 | 0 | 0 | 0 | 0 | 0 | 0 | 0 | 0 | 0 | 0 | 0 | 0 | 0 | 0 | 0 | 0 | 0 | 0 | 0 | 0 | 0 | 0 | 0 | 0 | 0 | 0 | 0 | 0 | 0 | 0 | 0 | 0 | 0 | 0 | 0 | 0 | 0 | 0 | 0 | 0 | 0 | 0 | 0 | 0 | 0 | 0 | 0 | 0 | 0 | 0 | 0 | 0 | 0 | 0 | 0 | 0 | 0 | 0 | 0 | 0 | 0 | 0 | 0 | 0 | 0 | 0 | 0 | 0 | 0 | 0 | 0 | 0 | 0 | 0 | 0 | 0 | 0 | 0 | 0 | 0 | 0 | 0 | 0 | 0 | 0 | 0 | 0 | 0 | 0 | 0 | 0 | 0 | 0 | 0 | 0 | 0 | 0 | 0 | 0 | 0 | 0 | 0 | 0 | 0 | 0 | 0 | 0 | 0 | 0 | 0 | 0 | 0 | 0 | 0 | 0 | 0 | 0 | 0 | 0 | 0 | 0 | 0 | 0 | 0 | 0 | 0 | 0 | 0 | 0 | 0 | 0 | 0 | 0 | 0 | 0 | 0 | 0 | 0 | 0 | 0 | 0 | 0 | 0 | 0 | 0 | 0 | 0 | 0 | 0 | 0 | 0 | 0 | 0 | 0 | 0 | 0 | 0 | 0 | 0 | 0 | 0 | 0 | 0 | 0 | 0 | 0 | 0 | 0 | 0 | 0 | 0 | 0 | 0 | 0 | 0 | 0 | 0 | 0 | 0 | 0 | 0 | 0 | 0 | 0 | 0 | 0 | 0 | 0 | 0 | 0 | 0 | 0 | 0 | 0 | 0 | 0 | 0 | 0 | 0 | 0 | 0 | 0 | 0 | 0 | 0 | 0 | 0 | 0 | 0 | 0 | 0 | 0 | 0 | 0 | 0 | 0 | 0 | 0 | 0 | 0 | 0 | 0 | 0 | 0 | 0 | 0 | 0 | 0 | 0 | 0 | 0 | 0 | 0 | 0 | 0 | 0 | 0 | 0 | 0 | 0 | 0 | 0 | 0 | 0 | 0 | 0 | 0 | 0 | 0 | 0 | 0 | 0 | 0 | 0 | 0 | 0 | 0 | 0 | 0 | 0 | 0 | 0 | 0 | 0 | 0 | 0 | 0 | 0 | 0 | 0 | 0 | 0 | 0 | 0 | 0 | 0 | 0 | 0 | 0 | 0 | 0 | 0 | 0 | 0 | 0 | 0 | 0 | 0 | 0 | 0 | 0 | 0 | 0 | 0 | 0 | 0 | 0 | 0 | 0 | 0 | 0 | 0 | 0 | 0 | 0 | 0 | 0 | 0 | 0 | 0 | 0 | 0 | 0 | 0 | 0 | 0 | 0 | 0 | 0 | 0 | 0 | 0 | 0 | 0 | 0 | 0 | 0 | 0 | 0 | 0 | 0 | 0 | 0 | 0 | 0 | 0 | 0 | 0 | 0 | 0 | 0 | 0 | 0 | 0 | 0 | 0 | 0 | 0 | 0.0021277 | 0.0021277
0: Anchor dragging | 0.11482 | 0.11463 | 0.00050681 | 0.0027775 | 0.50875 | 0.60375 | 0.00051025 | 0.5005 | 0.000505 | 0.54659 | 0.06789 | 0.00096562 | 0.0070628 | 0.0071085 | 0.0071085 | 0.0069695 | 0.0069695 | 0.50688 | 0.0069816 | 0 | 1 | 0.010598 | 0.010598 | 0.51 | 0.0050681 | 0.0060375 | 0.6165 | 0.644 | 0.77169 | 0.56425 | 0.0050688 | 0.0050688 | 0.505 | 0.5075 | 0.0069816 | 0.5075 | 0.50775 | 0.0069781 | 0.0069816 | 0.0069781 | 0.665 | 0.012925 | 0.012925 | 0.012925 | 0.012925 | 0.010506 | 0.018767 | 0.076172 | 0.018532 | 0.00050681 | 0.40099 | 0.00050875 | 0.00060375 | 0.00051025 | 0.0005005 | 0.5005 | 0.0075156 | 0.076871 | 0.00096114 | 0.51366 | 0.00051698 | 0.010598 | 0.00050688 | 0.00050688 | 0.0069695 | 0.47045 | 0 | 0.020137 | 0.00051025 | 0.00051025 | 0.39148 | 0.0050681 | 0.47823 | 0.6165 | 0.644 | 0.77169 | 0.56425 | 0.505 | 0.505 | 0.505 | 0.5075 | 0.50775 | 0.5075 | 0.50775 | 0.5075 | 0.0069816 | 0.0069781 | 0.665 | 0.5125 | 0.5125 | 0.5125 | 0.5125 | 0.010506 | 0.5525 | 0.03132 | 0.11836 | 0.013117 | 0.0027875 | 0.0069317 | 0.0082261 | 0.038207 | 0.00098973 | 0.00050681 | 0.54659 | 0.00050681 | 0.00099925 | 0.00051366 | 0.033549 | 0.030794 | 0.0069781 | 0.26551 | 0.0069781 | 0.0069781 | 0 | 0.025452 | 0.12273 | 0.1225 | 0.019684 | 0.0098681 | 0.013686 | 0.0083998 | 0.0087745 | 0.010514 | 0.0076879 | 0.0050681 | 0.0050681 | 0.0050681 | 0.5075 | 0.50775 | 0.5075 | 0.50775 | 0.5075 | 0.01316 | 0.012794 | 0.0090606 | 0.024185 | 0.0069828 | 0.0069828 | 0.024185 | 0.024975 | 0.10038 | 0.03132 | 0.038604 | 0.013612 | 0.0027875 | 0.0069317 | 0.0082261 | 0.00050681 | 0.0022757 | 0.00050681 | 0.0074473 | 0.00050681 | 0.00099925 | 0.026983 | 0.04127 | 0.032897 | 0.013609 | 0.013609 | 0.033104 | 0.026433 | 0 | 0.027268 | 0.03139 | 0.031143 | 0.019684 | 0.0098657 | 0.013686 | 0.0083998 | 0.0087745 | 0.010514 | 0.0076879 | 0.0050681 | 0.0050681 | 0.0050681 | 0.0069147 | 0.0069181 | 0.0069147 | 0.0069181 | 0.0069147 | 0.015279 | 0.014789 | 0.0090606 | 0.069711 | 0.0069828 | 0.0069828 | 0.055082 | 0.024975 | 0.13907 | 0.02977 | 0.067856 | 0.013605 | 0.0054274 | 0.017244 | 0.20349 | 0.00098681 | 0.0039815 | 0.00098681 | 0.091434 | 0.00098681 | 0.00099901 | 0.027284 | 0.041619 | 0.032341 | 0.013385 | 0.013385 | 0.013562 | 0.013562 | 0 | 0.02727 | 0.055551 | 0.055091 | 0.019516 | 0.0098657 | 0.020883 | 0.22849 | 0.2824 | 0.53273 | 0.12605 | 0.0098681 | 0.0098681 | 0.0098681 | 0.028956 | 0.029703 | 0.028956 | 0.029703 | 0.028956 | 0.015281 | 0.014791 | 0.32357 |  | 0.024596 | 0.024596 | 0.066506 | 0.024963 | 0.14943 | 0.029771 | 0.067841 | 0.013605 | 0.0054261 | 0.017239 | 0.20339 | 0.00098657 | 0.0039804 | 0.00098657 | 0.091392 | 0.00098657 | 0.00099901 | 0.042091 | 0.041698 | 0.032341 | 0.013548 | 0.041648 | 0.013548 | 0.013548 | 0 | 0.027066 | 0.055539 | 0.055079 | 0.019516 | 0.0098657 | 0.020879 | 0.22838 | 0.28226 | 0.53247 | 0.12599 | 0.0098657 | 0.0098657 | 0.0098657 | 0.014789 | 0.015279 | 0.014789 | 0.015279 | 0.014789 | 0.015043 | 0.014567 | 0.32341 | 0.091555 | 0.024587 | 0.024587 | 0.066527 | 0.024963 | 0.14946 | 0.039034 | 0.017866 | 0.013605 | 0.0054261 | 0.033257 | 0.25924 | 0.00098654 | 0.00099901 | 0.00098657 | 0.091392 | 0.0020439 | 0.00099848 | 0.027271 | 0.041232 | 0.032905 | 0.013565 | 0.013565 | 0.027221 | 0.013548 | 0 | 0.027268 | 0.031056 | 0.031056 | 0.019516 | 0.0098657 | 0.027584 | 0.22838 | 0.28227 | 0.53247 | 0.12599 | 0.025475 | 0.025475 | 0.0098657 | 0.035779 | 0.043019 | 0.035779 | 0.036522 | 0.035779 | 0.015279 | 0.014789 | 0.32342 | 0.069506 | 0.024587 | 0.024587 | 0.055028 | 0.041365 | 0.13901 | 0.029771 | 0.067841 | 0.013605 | 0.0054261 | 0.017239 | 0.20339 | 0.00098657 | 0.0034716 | 0.00098657 | 0.091392 | 0.00098657 | 0.00099901 | 0.027271 | 0.034946 | 0.032341 | 0.063794 | 0.035999 | 0.040697 | 0.040697 | 0 | 0.027107 | 0.055539 | 0.055079 | 0.019516 | 0.0098657 | 0.020879 | 0.22838 | 0.28227 | 0.53247 | 0.12599 | 0.0098657 | 0.0098657 | 0.0098657 | 0.014789 | 0.015279 | 0.014789 | 0.015279 | 0.014789 | 0.015091 | 0.014612 | 0.32342 | 0.089371 | 0.024587 | 0.024587 | 0.064239 | 0.024963 | 0.14662 | 0.029771 | 0.067841 | 0.013605 | 0.0054261 | 0.017239 | 0.20339 | 0.00098657 | 0.0039804 | 0.00098657 | 0.091392 | 0.00098657 | 0.00099901 | 0.027271 | 0.041698 | 0.032341 | 0.013548 | 0.049029 | 0.013548 | 0.013548 | 0 | 0.027013 | 0.055539 | 0.055079 | 0.019516 | 0.0098657 | 0.020879 | 0.22838 | 0.28227 | 0.53247 | 0.12599 | 0.0098657 | 0.0098657 | 0.0098657 | 0.014789 | 0.015279 | 0.014789 | 0.015279 | 0.014789 | 0.014981 | 0.014509 | 0.32342 | 0.091555 | 0.024587 | 0.024587 | 0.066527 | 0.024963 | 0.14946 | 0.029771 | 0.067841 | 0.013605 | 0.0054261 | 0.017239 | 0.20339 | 0.00098657 | 0.0034716 | 0.00098657 | 0.091392 | 0.00098657 | 0.00099901 | 0.027271 | 0.041706 | 0.032341 | 0.013565 | 0.013565 | 0.047247 | 0.040697 | 0 | 0.027268 | 0.055539 | 0.055079 | 0.019516 | 0.0098657 | 0.020879 | 0.22838 | 0.28227 | 0.53247 | 0.12599 | 0.0098657 | 0.0098657 | 0.0098657 | 0.014789 | 0.015279 | 0.014789 | 0.015279 | 0.014789 | 0.015279 | 0.014789 | 0.32342 | 0.091558 | 0.024587 | 0.024587 | 0.06653 | 0.024963 | 0.14946 | 0.096106 | 0.06257 |  | 0 | 0 | 0.21081 | 0.083087 | 0 | 0 | 0.21081 | 0.085759 | 0
0: Change in cable profile | 0.033846 | 0.34767 | 0.00050681 | 0.0027875 | 0.50875 | 0.015094 | 0.00051025 | 0.0005005 | 0.5005 | 0.54659 | 0.00050681 | 0.00099925 | 0.51366 | 0.010598 | 0.010598 | 0.0071085 | 0.50687 | 0.50687 | 0.50687 | 0 | 0.50687 | 1 | 0.01046 | 0.01025 | 0.0050681 | 0.0060375 | 0.0083998 | 0.0087745 | 0.010514 | 0.0076879 | 0.505 | 0.505 | 0.0050681 | 0.0077548 | 0.0080133 | 0.0077548 | 0.0080133 | 0.0077548 | 0.0069816 | 0.0069781 | 0.013633 | 0.010506 | 0.010506 | 0.010506 | 0.5125 | 0.010506 | 0.5525 | 0.065918 | 0.41211 | 0.00050681 | 0.40099 | 0.00050875 | 0.00060375 | 0.00051025 | 0.0005005 | 0.5005 | 0.54659 | 0.072908 | 0.00096312 | 0.51366 | 0.00051698 | 0.010598 | 0.00050688 | 0.00050688 | 0.0069695 | 0.47045 | 0 | 0.020137 | 0.00051025 | 0.00051025 | 0.39148 | 0.0050681 | 0.47823 | 0.6165 | 0.644 | 0.77169 | 0.56425 | 0.505 | 0.505 | 0.505 | 0.5075 | 0.50775 | 0.5075 | 0.50775 | 0.5075 | 0.0069816 | 0.0069781 | 0.665 | 0.5125 | 0.5125 | 0.5125 | 0.5125 | 0.010506 | 0.5525 | 0.03132 | 0.038604 | 0.013612 | 0.0027875 | 0.0069317 | 0.0082261 | 0.00050681 | 0.0022757 | 0.00050681 | 0.0074473 | 0.00050681 | 0.00099925 | 0.00051366 | 0.038113 | 0.032897 | 0.0070628 | 0.0070628 | 0.50547 | 0.50526 | 0 | 0.027315 | 0.03139 | 0.031143 | 0.019684 | 0.0098657 | 0.013686 | 0.0083998 | 0.0087745 | 0.010514 | 0.0076879 | 0.0050681 | 0.0050681 | 0.0050681 | 0.5075 | 0.50775 | 0.5075 | 0.50775 | 0.5075 | 0.015334 | 0.014841 | 0.0090606 | 0.068637 | 0.0069828 | 0.0069828 | 0.053984 | 0.024975 | 0.13771 | 0.03132 | 0.038604 | 0.013612 | 0.0027875 | 0.0069317 | 0.0082261 | 0.00050681 | 0.0022757 | 0.00050681 | 0.0074473 | 0.00050681 | 0.00099925 | 0.028077 | 0.034483 | 0.032897 | 0.032037 | 0.018784 | 0.026433 | 0.026433 | 0 | 0.027231 | 0.03139 | 0.031143 | 0.019684 | 0.0098657 | 0.013686 | 0.0083998 | 0.0087745 | 0.010514 | 0.0076879 | 0.0050681 | 0.0050681 | 0.0050681 | 0.0069147 | 0.0069181 | 0.0069147 | 0.0069181 | 0.0069147 | 0.015235 | 0.014748 | 0.0090606 | 0.067402 | 0.0069828 | 0.0069828 | 0.052723 | 0.024975 | 0.13614 | 0.029771 | 0.067841 | 0.013605 | 0.0054261 | 0.017239 | 0.20339 | 0.00098657 | 0.0039804 | 0.00098657 | 0.091392 | 0.00098657 | 0.00099901 | 0.027284 | 0.041619 | 0.032341 | 0.013385 | 0.013385 | 0.013548 | 0.013548 | 0 | 0.02727 | 0.055539 | 0.055079 | 0.019516 | 0.0098657 | 0.020879 | 0.22838 | 0.28226 | 0.53247 | 0.12599 | 0.0098657 | 0.0098657 | 0.0098657 | 0.029196 | 0.029942 | 0.029196 | 0.029942 | 0.029196 | 0.015281 | 0.014791 | 0.32341 | 0.09153 | 0.024587 | 0.024587 | 0.066501 | 0.024963 | 0.14943 | 0.029771 | 0.067841 | 0.013605 | 0.0054261 | 0.017239 | 0.20339 | 0.00098657 | 0.0034716 | 0.00098657 | 0.091392 | 0.00098657 | 0.00099901 | 0.028776 | 0.034946 | 0.032341 | 0.056333 | 0.028504 | 0.040697 | 0.040697 | 0 | 0.027161 | 0.055539 | 0.055079 | 0.019516 | 0.0098657 | 0.020879 | 0.22838 | 0.28226 | 0.53247 | 0.12599 | 0.0098657 | 0.0098657 | 0.0098657 | 0.014789 | 0.015279 | 0.014789 | 0.015279 | 0.014789 | 0.015154 | 0.014671 | 0.32341 | 0.089371 | 0.024587 | 0.024587 | 0.064239 | 0.024963 | 0.14662 | 0.029771 | 0.067841 | 0.013605 | 0.0054261 | 0.017239 | 0.20339 | 0.00098657 | 0.0039804 | 0.00098657 | 0.091392 | 0.00098657 | 0.00099901 | 0.027271 | 0.041619 | 0.032341 | 0.013385 | 0.013385 | 0.013548 | 0.013548 | 0 | 0.02727 | 0.055539 | 0.055079 | 0.019516 | 0.0098657 | 0.020879 | 0.22838 | 0.28227 | 0.53247 | 0.12599 | 0.0098657 | 0.0098657 | 0.0098657 | 0.029189 | 0.029936 | 0.029189 | 0.029936 | 0.029189 | 0.015281 | 0.014791 | 0.32342 | 0.09153 | 0.024587 | 0.024587 | 0.066501 | 0.024963 | 0.14943 | 0.029771 | 0.067841 | 0.013605 | 0.0054261 | 0.017239 | 0.20339 | 0.00098657 | 0.0034716 | 0.00098657 | 0.091392 | 0.00098657 | 0.00099901 | 0.028776 | 0.034946 | 0.032341 | 0.056333 | 0.028504 | 0.040697 | 0.040697 | 0 | 0.027161 | 0.055539 | 0.055079 | 0.019516 | 0.0098657 | 0.020879 | 0.22838 | 0.28227 | 0.53247 | 0.12599 | 0.0098657 | 0.0098657 | 0.0098657 | 0.014789 | 0.015279 | 0.014789 | 0.015279 | 0.014789 | 0.015154 | 0.014671 | 0.32342 | 0.089371 | 0.024587 | 0.024587 | 0.064239 | 0.024963 | 0.14662 | 0.029771 | 0.067841 | 0.013605 | 0.0054261 | 0.017239 | 0.20339 | 0.00098657 | 0.0039804 | 0.00098657 | 0.091392 | 0.00098657 | 0.00099901 | 0.027271 | 0.041619 | 0.032341 | 0.013385 | 0.013385 | 0.013548 | 0.013548 | 0 | 0.02727 | 0.055539 | 0.055079 | 0.019516 | 0.0098657 | 0.020879 | 0.22838 | 0.28227 | 0.53247 | 0.12599 | 0.0098657 | 0.0098657 | 0.0098657 | 0.029189 | 0.029936 | 0.029189 | 0.029936 | 0.029189 | 0.015281 | 0.014791 | 0.32342 | 0.09153 | 0.024587 | 0.024587 | 0.066501 | 0.024963 | 0.14943 | 0.029771 | 0.067841 | 0.013605 | 0.0054261 | 0.017239 | 0.20339 | 0.00098657 | 0.0034716 | 0.00098657 | 0.091392 | 0.00098657 | 0.00099901 | 0.028776 | 0.034946 | 0.032341 | 0.056333 | 0.028504 | 0.040697 | 0.040697 | 0 | 0.027161 | 0.055539 | 0.055079 | 0.019516 | 0.0098657 | 0.020879 | 0.22838 | 0.28227 | 0.53247 | 0.12599 | 0.0098657 | 0.0098657 | 0.0098657 | 0.014789 | 0.015279 | 0.014789 | 0.015279 | 0.014789 | 0.015154 | 0.014671 | 0.32342 | 0.089371 | 0.024587 | 0.024587 | 0.064239 | 0.024963 | 0.14662 | 0.093636 | 0.091438 |  |  | 1 | 0.19283 |  |  | 1 | 0.15621 |  | 0.03662
0: Excessive load on cable | 0.50975 | 0.50975 | 0.00050681 | 0.0027875 | 0.00050875 | 0.60375 | 0.00051025 | 0.0005005 | 0.5005 | 0.54659 | 0.00050681 | 0.0005005 | 0.00051366 | 0.00051698 | 0.010598 | 0.00050688 | 0.00050688 | 0.0069695 | 0.47045 | 0 | 0.020137 | 0.51025 | 1 | 0.51 | 0.0050681 | 0.47823 | 0.0083998 | 0.0087745 | 0.010514 | 0.0076879 | 0.505 | 0.505 | 0.0050681 | 0.5075 | 0.50775 | 0.5075 | 0.50775 | 0.5075 | 0.0069816 | 0.0069781 | 0.013633 | 0.010506 | 0.010506 | 0.010506 | 0.010506 | 0.010506 | 0.011326 | 0.50975 | 0.50975 | 0.00050681 | 0.40099 | 0.00050875 | 0.00060375 | 0.00051025 | 0.0005005 | 0.5005 | 0.54659 | 0.072908 | 0.0005005 | 0.51366 | 0.00051698 | 0.010598 | 0.00050688 | 0.00050688 | 0.0069695 | 0.47045 | 0 | 0.020137 | 0.00051025 | 0.00051025 | 0.39148 | 0.0050681 | 0.47823 | 0.6165 | 0.644 | 0.77169 | 0.56425 | 0.505 | 0.505 | 0.505 | 0.5075 | 0.50775 | 0.5075 | 0.50775 | 0.5075 | 0.0069816 | 0.0069781 | 0.665 | 0.5125 | 0.5125 | 0.5125 | 0.5125 | 0.010506 | 0.5525 | 0.50975 | 0.50975 | 0.00050681 | 0.0027875 | 0.0069317 | 0.0082261 | 0.00050681 | 0.5005 | 0.00050681 | 0.0074473 | 0.00050681 | 0.0005005 | 0.00051366 | 0.51698 | 0.021873 | 0.0070628 | 0.0070628 | 0.46928 | 0.46824 | 0 | 0.027315 | 0.51025 | 0.51025 | 0.019684 | 0.0099294 | 0.47823 | 0.0083998 | 0.0087745 | 0.010514 | 0.0076879 | 0.0050681 | 0.0050681 | 0.0050681 | 0.5075 | 0.50775 | 0.5075 | 0.50775 | 0.5075 | 0.015334 | 0.014841 | 0.0090606 | 0.44068 | 0.0069828 | 0.0069828 | 0.36486 | 0.0005125 | 0.44721 | 0.03132 | 0.038604 | 0.013612 | 0.0027875 | 0.0069317 | 0.0082261 | 0.00050681 | 0.0022757 | 0.00050681 | 0.0074473 | 0.00050681 | 0.00099925 | 0.51366 | 0.034483 | 0.032897 | 0.032037 | 0.018784 | 0.026433 | 0.026433 | 0 | 0.027231 | 0.03139 | 0.031143 | 0.019684 | 0.0098657 | 0.013686 | 0.0083998 | 0.0087745 | 0.010514 | 0.0076879 | 0.0050681 | 0.0050681 | 0.0050681 | 0.0069147 | 0.0069181 | 0.0069147 | 0.0069181 | 0.0069147 | 0.015235 | 0.014748 | 0.0090606 | 0.067402 | 0.0069828 | 0.0069828 | 0.052723 | 0.024975 | 0.13614 | 0.02975 | 0.068236 | 0.013605 | 0.0054612 | 0.017375 | 0.20599 | 0.00099294 | 0.0039963 | 0.00099294 | 0.092507 | 0.00099294 | 0.000999 | 0.027284 | 0.041625 | 0.032334 | 0.013385 | 0.013385 | 0.013548 | 0.013548 | 0 | 0.02727 | 0.055862 | 0.055399 | 0.019514 | 0.0098657 | 0.020978 | 0.2313 | 0.2859 | 0.5394 | 0.12756 | 0.0099294 | 0.0099294 | 0.0099294 | 0.022841 | 0.023594 | 0.022841 | 0.023594 | 0.022841 | 0.015281 | 0.014791 | 0.32759 | 0.091818 | 0.024821 | 0.024821 | 0.066654 | 0.024963 | 0.14957 | 0.029771 | 0.067841 | 0.013605 | 0.0054261 | 0.017239 | 0.20339 | 0.00098657 | 0.0034716 | 0.00098657 | 0.091392 | 0.00098657 | 0.00099901 | 0.028779 | 0.034946 | 0.032341 | 0.056333 | 0.028504 | 0.040697 | 0.040697 | 0 | 0.027161 | 0.055539 | 0.055079 | 0.019516 | 0.0098657 | 0.020879 | 0.22838 | 0.28226 | 0.53247 | 0.12599 | 0.0098657 | 0.0098657 | 0.0098657 | 0.014789 | 0.015279 | 0.014789 | 0.015279 | 0.014789 | 0.015154 | 0.014671 | 0.32341 | 0.089371 | 0.024587 | 0.024587 | 0.064239 | 0.024963 | 0.14662 | 0.029771 | 0.067841 | 0.013605 | 0.0054261 | 0.017239 | 0.20339 | 0.00098657 | 0.0039804 | 0.00098657 | 0.091392 | 0.00098657 | 0.00099901 | 0.027271 | 0.041619 | 0.032341 | 0.013385 | 0.013385 | 0.013548 | 0.013548 | 0 | 0.02727 | 0.055539 | 0.055079 | 0.019516 | 0.0098657 | 0.020879 | 0.22838 | 0.28227 | 0.53247 | 0.12599 | 0.0098657 | 0.0098657 | 0.0098657 | 0.029189 | 0.029936 | 0.029189 | 0.029936 | 0.029189 | 0.015281 | 0.014791 | 0.32342 | 0.09153 | 0.024587 | 0.024587 | 0.066501 | 0.024963 | 0.14943 | 0.029771 | 0.067841 | 0.013605 | 0.0054261 | 0.017239 | 0.20339 | 0.00098657 | 0.0034716 | 0.00098657 | 0.091392 | 0.00098657 | 0.00099901 | 0.028776 | 0.034946 | 0.032341 | 0.056333 | 0.028504 | 0.040697 | 0.040697 | 0 | 0.027161 | 0.055539 | 0.055079 | 0.019516 | 0.0098657 | 0.020879 | 0.22838 | 0.28227 | 0.53247 | 0.12599 | 0.0098657 | 0.0098657 | 0.0098657 | 0.014789 | 0.015279 | 0.014789 | 0.015279 | 0.014789 | 0.015154 | 0.014671 | 0.32342 | 0.089371 | 0.024587 | 0.024587 | 0.064239 | 0.024963 | 0.14662 | 0.029771 | 0.067841 | 0.013605 | 0.0054261 | 0.017239 | 0.20339 | 0.00098657 | 0.0039804 | 0.00098657 | 0.091392 | 0.00098657 | 0.00099901 | 0.027271 | 0.041619 | 0.032341 | 0.013385 | 0.013385 | 0.013548 | 0.013548 | 0 | 0.02727 | 0.055539 | 0.055079 | 0.019516 | 0.0098657 | 0.020879 | 0.22838 | 0.28227 | 0.53247 | 0.12599 | 0.0098657 | 0.0098657 | 0.0098657 | 0.029189 | 0.029936 | 0.029189 | 0.029936 | 0.029189 | 0.015281 | 0.014791 | 0.32342 | 0.09153 | 0.024587 | 0.024587 | 0.066501 | 0.024963 | 0.14943 | 0.029771 | 0.067841 | 0.013605 | 0.0054261 | 0.017239 | 0.20339 | 0.00098657 | 0.0034716 | 0.00098657 | 0.091392 | 0.00098657 | 0.00099901 | 0.028776 | 0.034946 | 0.032341 | 0.056333 | 0.028504 | 0.040697 | 0.040697 | 0 | 0.027161 | 0.055539 | 0.055079 | 0.019516 | 0.0098657 | 0.020879 | 0.22838 | 0.28227 | 0.53247 | 0.12599 | 0.0098657 | 0.0098657 | 0.0098657 | 0.014789 | 0.015279 | 0.014789 | 0.015279 | 0.014789 | 0.015154 | 0.014671 | 0.32342 | 0.089371 | 0.024587 | 0.024587 | 0.064239 | 0.024963 | 0.14662 | 0.10816 | 0.091153 |  |  | 2 | 0.106 |  |  | 2 | 0.076764 |  | 0.029239
0: Array cable: Loss of connectivity | 0.50975 | 0.010659 | 0.00050681 | 0.0027775 | 0.008925 | 0.012075 | 0.00051025 | 0.09951 | 0.000505 | 0.0095654 | 0.00054659 | 0.0005005 | 0.51366 | 0.51698 | 0.010598 | 0.0075156 | 0.0075156 | 0.0069695 | 0.50687 | 0 | 0.50687 | 0.011205 | 0.011205 | 1 | 0.0099294 | 0.47823 | 0.6165 | 0.644 | 0.77169 | 0.56425 | 0.0054659 | 0.0054659 | 0.000505 | 0.5075 | 0.50775 | 0.5075 | 0.50775 | 0.5075 | 0.0069816 | 0.0069781 | 0.665 | 0.5125 | 0.5125 | 0.5125 | 0.010506 | 0.5125 | 0.011326 | 0.034606 | 0.14052 | 0.00050681 | 0.0057603 | 0.00050875 | 0.00060375 | 0.00051025 | 0.0005005 | 0.0012976 | 0.54659 | 0.0010473 | 0.00099898 | 0.51366 | 0.00051698 | 0.033608 | 0.00050688 | 0.00050688 | 0.013652 | 0.25784 | 0 | 0.027362 | 0.00051025 | 0.00051025 | 0.062625 | 0.0099294 | 0.011535 | 0.23581 | 0.29135 | 0.54924 | 0.13027 | 0.010695 | 0.010695 | 0.010473 | 0.15851 | 0.16502 | 0.15851 | 0.16377 | 0.15851 | 0.015389 | 0.014893 | 0.34198 | 0.026393 | 0.027023 | 0.027023 | 0.026007 | 0.024736 | 0.10787 | 0.02975 | 0.13992 | 0.013128 | 0.0054612 | 0.017375 | 0.20599 | 0.03736 | 0.00050688 | 0.00099294 | 0.54659 | 0.00099294 | 0.000999 | 0.00051366 | 0.0071085 | 0.03066 | 0.0069781 | 0.50687 | 0.0069781 | 0.0069781 | 0 | 0.023708 | 0.12858 | 0.12817 | 0.019514 | 0.009868 | 0.020978 | 0.2313 | 0.2859 | 0.5394 | 0.12756 | 0.0099294 | 0.0099294 | 0.0099294 | 0.015651 | 0.50775 | 0.015651 | 0.016164 | 0.5075 | 0.01113 | 0.010883 | 0.32759 | 0.024493 | 0.024821 | 0.024821 | 0.024493 | 0.024963 | 0.10262 | 0.02975 | 0.068149 | 0.013605 | 0.0054612 | 0.017375 | 0.20599 | 0.00098973 | 0.0034859 | 0.00099294 | 0.091951 | 0.00099294 | 0.000999 | 0.026983 | 0.041736 | 0.032335 | 0.013609 | 0.013609 | 0.047381 | 0.040884 | 0 | 0.027268 | 0.055794 | 0.055331 | 0.019514 | 0.0098657 | 0.020978 | 0.2313 | 0.2859 | 0.5394 | 0.12756 | 0.0099294 | 0.0099294 | 0.0099294 | 0.014894 | 0.01539 | 0.014894 | 0.01539 | 0.014894 | 0.015279 | 0.014789 | 0.32759 | 0.091793 | 0.024821 | 0.024821 | 0.066659 | 0.024963 | 0.14958 | 0.02977 | 0.067855 | 0.013605 | 0.0054274 | 0.017244 | 0.20349 | 0.0009868 | 0.0039831 | 0.0009868 | 0.091433 | 0.0009868 | 0.00099901 | 0.027271 | 0.047526 | 0.032341 | 0.025636 | 0.013385 | 0.013574 | 0.013574 | 0 | 0.02727 | 0.055551 | 0.055091 | 0.019516 | 0.0098657 | 0.020883 | 0.22848 | 0.2824 | 0.53273 | 0.12605 | 0.009868 | 0.009868 | 0.009868 | 0.028958 | 0.029705 | 0.028958 | 0.029705 | 0.028958 | 0.015281 | 0.014791 | 0.32357 | 0.093451 | 0.024595 | 0.024595 | 0.068508 | 0.024963 | 0.15192 | 0.029771 | 0.067841 | 0.013605 | 0.0054261 | 0.017239 | 0.20339 | 0.00098657 | 0.0039804 | 0.00098657 | 0.091392 | 0.00098657 | 0.00099901 | 0.048125 | 0.041698 | 0.032341 | 0.013548 | 0.048071 | 0.013548 | 0.013548 | 0 | 0.02702 | 0.055539 | 0.055079 | 0.019516 | 0.0098657 | 0.020879 | 0.22838 | 0.28227 | 0.53247 | 0.12599 | 0.0098657 | 0.0098657 | 0.0098657 | 0.014789 | 0.015279 | 0.014789 | 0.015279 | 0.014789 | 0.014989 | 0.014516 | 0.32342 | 0.091555 | 0.024587 | 0.024587 | 0.066527 | 0.024963 | 0.14946 | 0.039034 | 0.017866 | 0.013605 | 0.0054261 | 0.033257 | 0.25924 | 0.00098654 | 0.00099901 | 0.00098657 | 0.091392 | 0.0020439 | 0.00099848 | 0.027271 | 0.041232 | 0.032905 | 0.013565 | 0.013565 | 0.027221 | 0.013548 | 0 | 0.027268 | 0.031056 | 0.031056 | 0.019516 | 0.0098657 | 0.027584 | 0.22838 | 0.28227 | 0.53247 | 0.12599 | 0.025475 | 0.025475 | 0.0098657 | 0.035779 | 0.043019 | 0.035779 | 0.036522 | 0.035779 | 0.015279 | 0.014789 | 0.32342 | 0.069506 | 0.024587 | 0.024587 | 0.055028 | 0.041365 | 0.13901 | 0.029771 | 0.067841 | 0.013605 | 0.0054261 | 0.017239 | 0.20339 | 0.00098657 | 0.0034716 | 0.00098657 | 0.091392 | 0.00098657 | 0.00099901 | 0.027271 | 0.034946 | 0.032341 | 0.070417 | 0.035999 | 0.047258 | 0.047258 | 0 | 0.027107 | 0.055539 | 0.055079 | 0.019516 | 0.0098657 | 0.020879 | 0.22838 | 0.28227 | 0.53247 | 0.12599 | 0.0098657 | 0.0098657 | 0.0098657 | 0.014789 | 0.015279 | 0.014789 | 0.015279 | 0.014789 | 0.015091 | 0.014612 | 0.32342 | 0.089371 | 0.024587 | 0.024587 | 0.064239 | 0.024963 | 0.14662 | 0.029771 | 0.067841 | 0.013605 | 0.0054261 | 0.017239 | 0.20339 | 0.00098657 | 0.0039804 | 0.00098657 | 0.091392 | 0.00098657 | 0.00099901 | 0.027271 | 0.041698 | 0.032341 | 0.013548 | 0.070768 | 0.013548 | 0.013548 | 0 |  | 0.055539 | 0.055079 | 0.019516 | 0.0098657 | 0.020879 | 0.22838 | 0.28227 | 0.53247 | 0.12599 | 0.0098657 | 0.0098657 | 0.0098657 | 0.014789 | 0.015279 | 0.014789 | 0.015279 | 0.014789 | 0.014798 | 0.014336 | 0.32342 | 0.091555 | 0.024587 | 0.024587 | 0.066527 | 0.024963 | 0.14946 | 0.029771 | 0.067841 | 0.013605 | 0.0054261 | 0.017239 | 0.20339 | 0.00098657 | 0.0034716 | 0.00098657 | 0.091392 | 0.00098657 | 0.00099901 | 0.027271 | 0.041706 | 0.032341 | 0.013565 | 0.013565 | 0.047247 | 0.040697 | 0 | 0.027268 | 0.055539 | 0.055079 | 0.019516 | 0.0098657 | 0.020879 | 0.22838 | 0.28227 | 0.53247 | 0.12599 | 0.0098657 | 0.0098657 | 0.0098657 | 0.014789 | 0.015279 | 0.014789 | 0.015279 | 0.014789 | 0.015279 | 0.014789 | 0.32342 | 0.091558 | 0.024587 | 0.024587 | 0.06653 | 0.024963 | 0.14946 | 0.088074 | 0.065765 |  |  | 3 | 0.049532 |  |  | 3 | 0.055686 |  | -0.0061544
0: Substation/grid interruption | 0.0050975 | 0.0099401 | 0.00050681 | 0.037463 | 0.0050875 | 0.0060375 | 0.00051025 | 0.09951 | 0.000505 | 0.0095654 | 0.00054659 | 0.0005005 | 0.51366 | 0.51698 | 0.010598 | 0.0075156 | 0.0075156 | 0.0069695 | 0.50687 | 0 | 0.50687 | 0.011205 | 0.011205 | 0.51 | 1 | 0.00505 | 0.012022 | 0.012558 | 0.015048 | 0.011003 | 0.47411 | 0.0054659 | 0.505 | 0.5075 | 0.50775 | 0.5075 | 0.50775 | 0.5075 | 0.0069816 | 0.0069781 | 0.665 | 0.5125 | 0.5125 | 0.5125 | 0.010506 | 0.5125 | 0.011326 | 0.034606 | 0.14135 | 0.00050681 | 0.0057603 | 0.00050875 | 0.00060375 | 0.00051025 | 0.0005005 | 0.0012976 | 0.54659 | 0.0010473 | 0.00099898 | 0.51366 | 0.00051698 | 0.033608 | 0.00050688 | 0.00050688 | 0.013652 | 0.25784 | 0 | 0.027362 | 0.00051025 | 0.00051025 | 0.062625 | 0.0099294 | 0.011535 | 0.23581 | 0.29135 | 0.54924 | 0.13027 | 0.010695 | 0.010695 | 0.010473 | 0.15851 | 0.16502 | 0.15851 | 0.16377 | 0.15851 | 0.015389 | 0.014893 | 0.34198 | 0.026393 | 0.027023 | 0.027023 | 0.026007 | 0.024736 | 0.10787 | 0.02975 | 0.069491 | 0.013598 | 0.0054612 | 0.017375 | 0.20599 | 0.0015143 | 0.00098973 | 0.00099294 | 0.10045 | 0.00099294 | 0.000999 | 0.00051366 | 0.0071085 | 0.032235 | 0.0069781 | 0.50688 | 0.0069781 | 0.0069781 | 0 | 0.023708 | 0.060141 | 0.059681 | 0.019514 | 0.0098657 | 0.020978 | 0.2313 | 0.2859 | 0.5394 | 0.12756 | 0.0099294 | 0.0099294 | 0.0099294 | 0.015651 | 0.50775 | 0.015651 | 0.016164 | 0.5075 | 0.01113 | 0.010883 | 0.32759 | 0.024493 | 0.024821 | 0.024821 | 0.024493 | 0.024963 | 0.10262 | 0.02975 | 0.068149 | 0.013605 | 0.0054612 | 0.017375 | 0.20599 | 0.00098973 | 0.0034859 | 0.00099294 | 0.091951 | 0.00099294 | 0.000999 | 0.026983 | 0.041736 | 0.032335 | 0.013609 | 0.013609 | 0.047381 | 0.040884 | 0 | 0.027268 | 0.055794 | 0.055331 | 0.019514 | 0.0098657 | 0.020978 | 0.2313 | 0.2859 | 0.5394 | 0.12756 | 0.0099294 | 0.0099294 | 0.0099294 | 0.014894 | 0.01539 | 0.014894 | 0.01539 | 0.014894 | 0.015279 | 0.014789 | 0.32759 | 0.091793 | 0.024821 | 0.024821 | 0.066659 | 0.024963 | 0.14958 | 0.029771 | 0.067841 | 0.013605 | 0.0054262 | 0.017239 | 0.2034 | 0.00098657 | 0.0039825 | 0.00098657 | 0.091393 | 0.00098657 | 0.00099901 | 0.027271 | 0.047526 | 0.032341 | 0.025636 | 0.013385 | 0.013574 | 0.013574 | 0 | 0.02727 | 0.055539 | 0.055079 | 0.019516 | 0.0098657 | 0.020879 | 0.22838 | 0.28227 | 0.53248 | 0.12599 | 0.0098657 | 0.0098657 | 0.0098657 | 0.029186 | 0.029932 | 0.029186 | 0.029932 | 0.029186 | 0.015281 | 0.014791 | 0.32342 | 0.093441 | 0.024587 | 0.024587 | 0.068503 | 0.024963 | 0.15191 | 0.029771 | 0.067841 | 0.013605 | 0.0054261 | 0.017239 | 0.20339 | 0.00098657 | 0.0039804 | 0.00098657 | 0.091392 | 0.00098657 | 0.00099901 | 0.048125 | 0.041698 | 0.032341 | 0.013548 | 0.048071 | 0.013548 | 0.013548 | 0 | 0.02702 | 0.055539 | 0.055079 | 0.019516 | 0.0098657 | 0.020879 | 0.22838 | 0.28227 | 0.53247 | 0.12599 | 0.0098657 | 0.0098657 | 0.0098657 | 0.014789 | 0.015279 | 0.014789 | 0.015279 | 0.014789 | 0.014989 | 0.014516 | 0.32342 | 0.091555 | 0.024587 | 0.024587 | 0.066527 | 0.024963 | 0.14946 | 0.039034 | 0.017866 | 0.013605 | 0.0054261 | 0.033257 | 0.25924 | 0.00098654 | 0.00099901 | 0.00098657 | 0.091392 | 0.0020439 | 0.00099848 | 0.027271 | 0.041232 | 0.032905 | 0.013565 | 0.013565 | 0.027221 | 0.013548 | 0 | 0.027268 | 0.031056 | 0.031056 | 0.019516 | 0.0098657 | 0.027584 | 0.22838 | 0.28227 | 0.53247 | 0.12599 | 0.025475 | 0.025475 | 0.0098657 | 0.035779 | 0.043019 | 0.035779 | 0.036522 | 0.035779 | 0.015279 | 0.014789 | 0.32342 | 0.069506 | 0.024587 | 0.024587 | 0.055028 | 0.041365 | 0.13901 | 0.029771 | 0.067841 | 0.013605 | 0.0054261 | 0.017239 | 0.20339 | 0.00098657 | 0.0034716 | 0.00098657 | 0.091392 | 0.00098657 | 0.00099901 | 0.027271 | 0.034946 | 0.032341 | 0.070417 | 0.035999 | 0.047258 | 0.047258 | 0 | 0.027107 | 0.055539 | 0.055079 | 0.019516 | 0.0098657 | 0.020879 | 0.22838 | 0.28227 | 0.53247 | 0.12599 | 0.0098657 | 0.0098657 | 0.0098657 | 0.014789 | 0.015279 | 0.014789 | 0.015279 | 0.014789 | 0.015091 | 0.014612 | 0.32342 | 0.089371 | 0.024587 | 0.024587 | 0.064239 | 0.024963 | 0.14662 | 0.029771 | 0.067841 | 0.013605 | 0.0054261 | 0.017239 | 0.20339 | 0.00098657 | 0.0039804 | 0.00098657 | 0.091392 | 0.00098657 | 0.00099901 | 0.027271 | 0.041698 | 0.032341 | 0.013548 | 0.070768 | 0.013548 | 0.013548 | 0 |  | 0.055539 | 0.055079 | 0.019516 | 0.0098657 | 0.020879 | 0.22838 | 0.28227 | 0.53247 | 0.12599 | 0.0098657 | 0.0098657 | 0.0098657 | 0.014789 | 0.015279 | 0.014789 | 0.015279 | 0.014789 | 0.014798 | 0.014336 | 0.32342 | 0.091555 | 0.024587 | 0.024587 | 0.066527 | 0.024963 | 0.14946 | 0.029771 | 0.067841 | 0.013605 | 0.0054261 | 0.017239 | 0.20339 | 0.00098657 | 0.0034716 | 0.00098657 | 0.091392 | 0.00098657 | 0.00099901 | 0.027271 | 0.041706 | 0.032341 | 0.013565 | 0.013565 | 0.047247 | 0.040697 | 0 | 0.027268 | 0.055539 | 0.055079 | 0.019516 | 0.0098657 | 0.020879 | 0.22838 | 0.28227 | 0.53247 | 0.12599 | 0.0098657 | 0.0098657 | 0.0098657 | 0.014789 | 0.015279 | 0.014789 | 0.015279 | 0.014789 | 0.015279 | 0.014789 | 0.32342 | 0.091558 | 0.024587 | 0.024587 | 0.06653 | 0.024963 | 0.14946 | 0.082291 | 0.011063 |  |  | 4 | 0.057304 |  |  | 4 | 0.057518 |  | -0.00021409
0: Reduced AEP | 0 | 0 | 0 | 0 | 0 | 0 | 0 | 0 | 0 | 0 | 0 | 0 | 0 | 0 | 0 | 0 | 0 | 0 | 0 | 0 | 0 | 0 | 0 | 0 | 0 | 1 | 0 | 0 | 0 | 0 | 0 | 0 | 0 | 0 | 0 | 0 | 0 | 0 | 0 | 0 | 0 | 0 | 0 | 0 | 0 | 0 | 0 | 0 | 0 | 0 | 0 | 0 | 0 | 0 | 0 | 0 | 0 | 0 | 0 | 0 | 0 | 0 | 0 | 0 | 0 | 0 | 0 | 0 | 0 | 0 | 0 | 0 | 0 | 0 | 0 | 0 | 0 | 0 | 0 | 0 | 0 | 0 | 0 | 0 | 0 | 0 | 0 | 0 | 0 | 0 | 0 | 0 | 0 | 0 | 0 | 0 | 0 | 0 | 0 | 0 | 0 | 0 | 0 | 0 | 0 | 0 | 0 | 0 | 0 | 0 | 0 | 0 | 0 | 0 | 0 | 0 | 0 | 0 | 0 | 0 | 0 | 0 | 0 | 0 | 0 | 0 | 0 | 0 | 0 | 0 | 0 | 0 | 0 | 0 | 0 | 0 | 0 | 0 | 0 | 0 | 0 | 0 | 0 | 0 | 0 | 0 | 0 | 0 | 0 | 0 | 0 | 0 | 0 | 0 | 0 | 0 | 0 | 0 | 0 | 0 | 0 | 0 | 0 | 0 | 0 | 0 | 0 | 0 | 0 | 0 | 0 | 0 | 0 | 0 | 0 | 0 | 0 | 0 | 0 | 0 | 0 | 0 | 0 | 0 | 0 | 0 | 0 | 0 | 0 | 0 | 0 | 0 | 0 | 0 | 0 | 0 | 0 | 0 | 0 | 0 | 0 | 0 | 0 | 0 | 0 | 0 | 0 | 0 | 0 | 0 | 0 | 0 | 0 | 0 | 0 | 0 | 0 | 0 | 0 | 0 | 0 | 0 | 0 | 0 | 0 | 0 | 0 | 0 | 0 | 0 | 0 | 0 | 0 | 0 | 0 | 0 | 0 | 0 | 0 | 0 | 0 | 0 | 0 | 0 | 0 | 0 | 0 | 0 | 0 | 0 | 0 | 0 | 0 | 0 | 0 | 0 | 0 | 0 | 0 | 0 | 0 | 0 | 0 | 0 | 0 | 0 | 0 | 0 | 0 | 0 | 0 | 0 | 0 | 0 | 0 | 0 | 0 | 0 | 0 | 0 | 0 | 0 | 0 | 0 | 0 | 0 | 0 | 0 | 0 | 0 | 0 | 0 | 0 | 0 | 0 | 0 | 0 | 0 | 0 | 0 | 0 | 0 | 0 | 0 | 0 | 0 | 0 | 0 | 0 | 0 | 0 | 0 | 0 | 0 | 0 | 0 | 0 | 0 | 0 | 0 | 0 | 0 | 0 | 0 | 0 | 0 | 0 | 0 | 0 | 0 | 0 | 0 | 0 | 0 | 0 | 0 | 0 | 0 | 0 | 0 | 0 | 0 | 0 | 0 | 0 | 0 | 0 | 0 | 0 | 0 | 0 | 0 | 0 | 0 | 0 | 0 | 0 | 0 | 0 | 0 | 0 | 0 | 0 | 0 | 0 | 0 | 0 | 0 | 0 | 0 | 0 | 0 | 0 | 0 | 0 | 0 | 0 | 0 | 0 | 0 | 0 | 0 | 0 | 0 | 0 | 0 | 0 | 0 | 0 | 0 | 0 | 0 | 0 | 0 | 0 | 0 | 0 | 0 | 0 | 0 | 0 | 0 | 0 | 0 | 0 | 0 | 0 | 0 | 0 | 0 | 0 | 0 | 0 | 0 | 0 | 0 | 0 | 0 | 0 | 0 | 0 | 0 | 0 | 0 | 0 | 0 | 0 | 0 | 0 | 0 | 0 | 0 | 0 | 0 | 0 | 0 | 0 | 0 | 0 | 0 | 0 | 0 | 0 | 0 | 0 | 0 | 0 | 0 | 0 | 0 | 0 | 0 | 0 | 0 | 0 | 0 | 0 | 0 | 0 | 0 | 0 | 0 | 0 | 0 | 0 | 0 | 0 | 0 | 0 | 0 | 0.0021277 | 0.075684 |  |  | 5 | 0.056961 |  |  | 5 | 0.056813 |  | 0.00014758
0: RNA structural | 0.0099401 | 0.012022 | 0.00050681 | 0.0033908 | 0.010789 | 0.12792 | 0.1411 | 0.19656 | 0.09951 | 0.0095654 | 0.00054659 | 0.0005005 | 0.51366 | 0.51698 | 0.010598 | 0.50687 | 0.50688 | 0.50687 | 0.50687 | 0 | 0.50687 | 0.51025 | 0.51025 | 0.01025 | 0.0099294 | 0.47823 | 1 | 0.644 | 0.77169 | 0.56425 | 0.505 | 0.0027775 | 0.0027775 | 0.0027912 | 0.0027926 | 0.0027912 | 0.0027926 | 0.0027912 | 0.0069816 | 0.0069781 | 0.0036575 | 0.5125 | 0.0028187 | 0.0028187 | 0.010506 | 0.5125 | 0.011326 | 0.025187 | 0.010659 | 0.00050681 | 0.14466 | 0.50875 | 0.60375 | 0.00050688 | 0.0005005 | 0.02655 | 0.0075156 | 0.00054659 | 0.00099923 | 0.0070628 | 0.51698 | 0.021873 | 0.0069695 | 0.0069695 | 0.0069695 | 0.47045 | 0 | 0.020137 | 0.51025 | 0.51025 |  | 0.0099294 | 0.22307 | 0.24129 | 0.2968 | 0.55457 | 0.13581 | 0.505 | 0.505 | 0.010746 | 0.5075 | 0.50775 | 0.5075 | 0.50775 | 0.5075 | 0.0069816 | 0.0069781 | 0.62755 | 0.44068 | 0.44131 | 0.44131 | 0.36486 | 0.27401 | 0.44721 | 0.02975 |  | 0.013598 | 0.0054612 | 0.017375 | 0.20599 | 0.001539 | 0.00098973 | 0.00099294 | 0.101 | 0.00099294 | 0.000999 | 0.00051366 | 0.033549 | 0.010598 | 0.0069781 | 0.021021 | 0.0069781 | 0.0069781 | 0 | 0.027215 |  | 0.069491 | 0.019514 | 0.0098657 | 0.020978 | 0.2313 | 0.2859 | 0.5394 | 0.12756 | 0.0099294 | 0.0099294 | 0.0099294 | 0.015651 | 0.019651 | 0.015651 | 0.016164 | 0.019137 | 0.015217 | 0.01473 | 0.32759 | 0.024185 | 0.024821 | 0.024821 | 0.024185 | 0.024963 | 0.10038 | 0.02975 | 0.068236 | 0.013605 | 0.0054612 | 0.017375 | 0.20599 | 0.00099294 | 0.0039982 | 0.00099294 | 0.092507 | 0.00099294 | 0.000999 | 0.026983 | 0.041729 | 0.032334 | 0.0136 | 0.013609 | 0.0136 | 0.0136 | 0 | 0.027268 | 0.055862 | 0.055399 | 0.019514 | 0.0098657 | 0.020978 | 0.2313 | 0.2859 | 0.5394 | 0.12756 | 0.0099294 | 0.0099294 | 0.0099294 | 0.014894 | 0.01539 | 0.014894 | 0.01539 | 0.014894 | 0.015279 | 0.014789 | 0.32759 | 0.091852 | 0.024821 | 0.024821 | 0.066689 | 0.024963 | 0.14961 | 0.039034 | 0.017866 | 0.013605 | 0.0054262 | 0.033253 | 0.25923 | 0.00098651 | 0.00099901 | 0.00098657 | 0.091388 | 0.0020436 | 0.00099848 | 0.027271 | 0.041232 | 0.032905 | 0.013565 | 0.013565 | 0.027194 | 0.013549 | 0 | 0.027268 | 0.031056 | 0.031056 | 0.019516 | 0.0098657 | 0.027582 | 0.22838 | 0.28227 | 0.53248 | 0.12599 | 0.025472 | 0.025472 | 0.0098657 | 0.035776 | 0.043015 | 0.035776 | 0.036519 | 0.035776 | 0.015279 | 0.014789 | 0.32342 | 0.069505 | 0.024587 | 0.024587 | 0.055027 | 0.041364 | 0.13901 | 0.029771 | 0.067841 | 0.013605 | 0.0054261 | 0.017239 | 0.20339 | 0.00098657 | 0.0039804 | 0.00098657 | 0.091392 | 0.00098657 | 0.00099901 | 0.027271 | 0.041698 | 0.032341 | 0.013548 | 0.049041 | 0.013548 | 0.013548 | 0 | 0.027013 | 0.055539 | 0.055079 | 0.019516 | 0.0098657 | 0.020879 | 0.22838 | 0.28227 | 0.53247 | 0.12599 | 0.0098657 | 0.0098657 | 0.0098657 | 0.014789 | 0.015279 | 0.014789 | 0.015279 | 0.014789 | 0.014981 | 0.014509 | 0.32342 | 0.091555 | 0.024587 | 0.024587 | 0.066527 | 0.024963 | 0.14946 | 0.029771 | 0.067841 | 0.013605 | 0.0054261 | 0.017239 | 0.20339 | 0.00098657 | 0.0039804 | 0.00098657 | 0.091392 | 0.00098657 | 0.00099901 | 0.027271 | 0.041698 | 0.032341 | 0.013548 | 0.013565 | 0.013548 | 0.013548 | 0 | 0.027268 | 0.055539 | 0.055079 | 0.019516 | 0.0098657 | 0.020879 | 0.22838 | 0.28227 | 0.53247 | 0.12599 | 0.0098657 | 0.0098657 | 0.0098657 | 0.014789 | 0.015279 | 0.014789 | 0.015279 | 0.014789 | 0.015279 | 0.014789 | 0.32342 | 0.091555 | 0.024587 | 0.024587 | 0.066527 | 0.024963 | 0.14946 | 0.029771 | 0.067841 | 0.013605 | 0.0054261 | 0.017239 | 0.20339 | 0.00098657 | 0.0034716 | 0.00098657 | 0.091392 | 0.00098657 | 0.00099901 | 0.027271 | 0.041706 | 0.032341 | 0.013565 | 0.013565 | 0.047247 | 0.040697 | 0 | 0.027268 | 0.055539 | 0.055079 | 0.019516 | 0.0098657 | 0.020879 | 0.22838 | 0.28227 | 0.53247 | 0.12599 | 0.0098657 | 0.0098657 | 0.0098657 | 0.014789 | 0.015279 | 0.014789 | 0.015279 | 0.014789 | 0.015279 | 0.014789 | 0.32342 | 0.091558 | 0.024587 | 0.024587 | 0.06653 | 0.024963 | 0.14946 | 0.029771 | 0.067841 | 0.013605 | 0.0054261 | 0.017239 | 0.20339 | 0.00098657 | 0.0039804 | 0.00098657 | 0.091392 | 0.00098657 | 0.00099901 | 0.027271 | 0.041698 | 0.032341 | 0.013548 | 0.049029 | 0.013548 | 0.013548 | 0 | 0.027013 | 0.055539 | 0.055079 | 0.019516 | 0.0098657 | 0.020879 | 0.22838 | 0.28227 | 0.53247 | 0.12599 | 0.0098657 | 0.0098657 | 0.0098657 | 0.014789 | 0.015279 | 0.014789 | 0.015279 | 0.014789 | 0.014981 | 0.014509 | 0.32342 | 0.091555 | 0.024587 | 0.024587 | 0.066527 | 0.024963 | 0.14946 | 0.029771 | 0.067841 | 0.013605 | 0.0054261 | 0.017239 | 0.20339 | 0.00098657 | 0.0039804 | 0.00098657 | 0.091392 | 0.00098657 | 0.00099901 | 0.027271 | 0.041698 | 0.032341 | 0.013548 | 0.013565 | 0.013548 | 0.013548 | 0 | 0.027268 | 0.055539 | 0.055079 | 0.019516 | 0.0098657 | 0.020879 | 0.22838 | 0.28227 | 0.53247 | 0.12599 | 0.0098657 | 0.0098657 | 0.0098657 | 0.014789 | 0.015279 | 0.014789 | 0.015279 | 0.014789 | 0.015279 | 0.014789 | 0.32342 | 0.091555 | 0.024587 | 0.024587 | 0.066527 | 0.024963 | 0.14946 | 0.094325 | 0.21391 |  |  | 6 | 0.057137 |  |  | 6 | 0.057213 |  | -7.6571e-05
0: generator & gearbox | 0.50975 | 0.010659 | 0.00050681 | 0.0027775 | 0.01127 | 0.13363 | 0.00051025 | 0.09951 | 0.000505 | 0.0095654 | 0.00054659 | 0.0005005 | 0.51366 | 0.51698 | 0.010598 | 0.0075156 | 0.0075156 | 0.0069695 | 0.50687 | 0 | 0.50687 | 0.011205 | 0.011205 | 0.51 | 0.0099294 | 0.47823 | 0.6165 | 1 | 0.77169 | 0.56425 | 0.0054659 | 0.0054659 | 0.000505 | 0.5075 | 0.50775 | 0.5075 | 0.50775 | 0.5075 | 0.0069816 | 0.0069781 | 0.665 | 0.5125 | 0.5125 | 0.5125 | 0.010506 | 0.5125 | 0.011326 | 0.034606 | 0.14052 | 0.00050681 | 0.0057603 | 0.00050875 | 0.00060375 | 0.00051025 | 0.0005005 | 0.0012976 | 0.54659 | 0.0010473 | 0.00099898 | 0.51366 | 0.00051698 | 0.033608 | 0.00050688 | 0.00050688 | 0.013652 | 0.25784 | 0 | 0.027362 | 0.00051025 | 0.00051025 | 0.062625 | 0.0099294 | 0.011535 | 0.23581 | 0.29135 | 0.54924 | 0.13027 | 0.010695 | 0.010695 | 0.010473 | 0.15851 | 0.16502 | 0.15851 | 0.16377 | 0.15851 | 0.015389 | 0.014893 | 0.34198 | 0.026393 | 0.027023 | 0.027023 | 0.026007 | 0.024736 | 0.10787 | 0.02975 | 0.13992 | 0.013128 | 0.0054612 | 0.017375 | 0.20599 | 0.03736 | 0.00050688 | 0.00099294 | 0.54659 | 0.00099294 | 0.000999 | 0.00051366 | 0.0071085 | 0.03066 | 0.0069781 | 0.50687 | 0.0069781 | 0.0069781 | 0 | 0.023708 | 0.12858 | 0.12817 | 0.019514 | 0.009868 | 0.020978 | 0.2313 | 0.2859 | 0.5394 | 0.12756 | 0.0099294 | 0.0099294 | 0.0099294 | 0.015651 | 0.50775 | 0.015651 | 0.016164 | 0.5075 | 0.01113 | 0.010883 | 0.32759 | 0.024493 | 0.024821 | 0.024821 | 0.024493 | 0.024963 | 0.10262 | 0.02975 | 0.068149 | 0.013605 | 0.0054612 | 0.017375 | 0.20599 | 0.00098973 | 0.0034859 | 0.00099294 | 0.091951 | 0.00099294 | 0.000999 | 0.026983 | 0.041736 | 0.032335 | 0.013609 | 0.013609 | 0.047381 | 0.040884 | 0 | 0.027268 | 0.055794 | 0.055331 | 0.019514 | 0.0098657 | 0.020978 | 0.2313 | 0.2859 | 0.5394 | 0.12756 | 0.0099294 | 0.0099294 | 0.0099294 | 0.014894 | 0.01539 | 0.014894 | 0.01539 | 0.014894 | 0.015279 | 0.014789 | 0.32759 | 0.091793 | 0.024821 | 0.024821 | 0.066659 | 0.024963 | 0.14958 | 0.02977 | 0.067855 | 0.013605 | 0.0054274 | 0.017244 | 0.20349 | 0.0009868 | 0.0039831 | 0.0009868 | 0.091433 | 0.0009868 | 0.00099901 | 0.027271 | 0.047526 | 0.032341 | 0.025636 | 0.013385 | 0.013574 | 0.013574 | 0 | 0.02727 | 0.055551 | 0.055091 | 0.019516 | 0.0098657 | 0.020883 | 0.22848 | 0.2824 | 0.53273 | 0.12605 | 0.009868 | 0.009868 | 0.009868 | 0.028958 | 0.029705 | 0.028958 | 0.029705 | 0.028958 | 0.015281 | 0.014791 | 0.32357 | 0.093451 | 0.024595 | 0.024595 | 0.068508 | 0.024963 | 0.15192 | 0.029771 | 0.067841 | 0.013605 | 0.0054261 | 0.017239 | 0.20339 | 0.00098657 | 0.0039804 | 0.00098657 | 0.091392 | 0.00098657 | 0.00099901 | 0.048125 | 0.041698 | 0.032341 | 0.013548 | 0.048071 | 0.013548 | 0.013548 | 0 | 0.02702 | 0.055539 | 0.055079 | 0.019516 | 0.0098657 | 0.020879 | 0.22838 | 0.28227 | 0.53247 | 0.12599 | 0.0098657 | 0.0098657 | 0.0098657 | 0.014789 | 0.015279 | 0.014789 | 0.015279 | 0.014789 | 0.014989 | 0.014516 | 0.32342 | 0.091555 | 0.024587 | 0.024587 | 0.066527 | 0.024963 | 0.14946 | 0.039034 | 0.017866 | 0.013605 | 0.0054261 | 0.033257 | 0.25924 | 0.00098654 | 0.00099901 | 0.00098657 | 0.091392 | 0.0020439 | 0.00099848 | 0.027271 | 0.041232 | 0.032905 | 0.013565 | 0.013565 | 0.027221 | 0.013548 | 0 | 0.027268 | 0.031056 | 0.031056 | 0.019516 | 0.0098657 | 0.027584 | 0.22838 | 0.28227 | 0.53247 | 0.12599 | 0.025475 | 0.025475 | 0.0098657 | 0.035779 | 0.043019 | 0.035779 | 0.036522 | 0.035779 | 0.015279 | 0.014789 | 0.32342 | 0.069506 | 0.024587 | 0.024587 | 0.055028 | 0.041365 | 0.13901 | 0.029771 | 0.067841 | 0.013605 | 0.0054261 | 0.017239 | 0.20339 | 0.00098657 | 0.0034716 | 0.00098657 | 0.091392 | 0.00098657 | 0.00099901 | 0.027271 | 0.034946 | 0.032341 | 0.070417 | 0.035999 | 0.047258 | 0.047258 | 0 | 0.027107 | 0.055539 | 0.055079 | 0.019516 | 0.0098657 | 0.020879 | 0.22838 | 0.28227 | 0.53247 | 0.12599 | 0.0098657 | 0.0098657 | 0.0098657 | 0.014789 | 0.015279 | 0.014789 | 0.015279 | 0.014789 | 0.015091 | 0.014612 | 0.32342 | 0.089371 | 0.024587 | 0.024587 | 0.064239 | 0.024963 | 0.14662 | 0.029771 | 0.067841 | 0.013605 | 0.0054261 | 0.017239 | 0.20339 | 0.00098657 | 0.0039804 | 0.00098657 | 0.091392 | 0.00098657 | 0.00099901 | 0.027271 | 0.041698 | 0.032341 | 0.013548 | 0.070768 | 0.013548 | 0.013548 | 0 |  | 0.055539 | 0.055079 | 0.019516 | 0.0098657 | 0.020879 | 0.22838 | 0.28227 | 0.53247 | 0.12599 | 0.0098657 | 0.0098657 | 0.0098657 | 0.014789 | 0.015279 | 0.014789 | 0.015279 | 0.014789 | 0.014798 | 0.014336 | 0.32342 | 0.091555 | 0.024587 | 0.024587 | 0.066527 | 0.024963 | 0.14946 | 0.029771 | 0.067841 | 0.013605 | 0.0054261 | 0.017239 | 0.20339 | 0.00098657 | 0.0034716 | 0.00098657 | 0.091392 | 0.00098657 | 0.00099901 | 0.027271 | 0.041706 | 0.032341 | 0.013565 | 0.013565 | 0.047247 | 0.040697 | 0 | 0.027268 | 0.055539 | 0.055079 | 0.019516 | 0.0098657 | 0.020879 | 0.22838 | 0.28227 | 0.53247 | 0.12599 | 0.0098657 | 0.0098657 | 0.0098657 | 0.014789 | 0.015279 | 0.014789 | 0.015279 | 0.014789 | 0.015279 | 0.014789 | 0.32342 | 0.091558 | 0.024587 | 0.024587 | 0.06653 | 0.024963 | 0.14946 | 0.088053 | 0.25595 |  |  | 7 | 0.031798 |  |  | 7 | 0.057378 |  | -0.02558
0: turbine controls | 0.015048 | 0.015048 | 0.00050681 | 0.50275 | 0.013505 | 0.16013 | 0.00051025 | 0.000505 | 0.000505 | 0.0095654 | 0.00054659 | 0.0005005 | 0.51366 | 0.51698 | 0.010598 | 0.0075156 | 0.0075156 | 0.0069695 | 0.50687 | 0 | 0.50687 | 0.011205 | 0.011205 | 0.51 | 0.0099294 | 0.47823 | 0.6165 | 0.644 | 1 | 0.56425 | 0.0050975 | 0.0054659 | 0.505 | 0.5075 | 0.50775 | 0.5075 | 0.50775 | 0.5075 | 0.0069816 | 0.0069781 | 0.665 | 0.5125 | 0.5125 | 0.5125 | 0.010506 | 0.5125 | 0.011326 | 0.034606 | 0.14052 | 0.00050681 | 0.0057603 | 0.00050875 | 0.00060375 | 0.00051025 | 0.0005005 | 0.0012976 | 0.54659 | 0.0010473 | 0.00099898 | 0.51366 | 0.00051698 | 0.033608 | 0.00050688 | 0.00050688 | 0.013652 | 0.25784 | 0 | 0.027362 | 0.00051025 | 0.00051025 | 0.062625 | 0.0099294 | 0.011535 | 0.23581 | 0.29135 | 0.54924 | 0.13027 | 0.010695 | 0.010695 | 0.010473 | 0.15851 | 0.16502 | 0.15851 | 0.16377 | 0.15851 | 0.015389 | 0.014893 | 0.34198 | 0.026393 | 0.027023 | 0.027023 | 0.026007 | 0.024736 | 0.10787 | 0.02975 | 0.13992 | 0.013128 | 0.0054612 | 0.017375 | 0.20599 | 0.03736 | 0.00050688 | 0.00099294 | 0.54659 | 0.00099294 | 0.000999 | 0.00051366 | 0.0071085 | 0.03066 | 0.0069781 | 0.50687 | 0.0069781 | 0.0069781 | 0 | 0.023708 | 0.12858 | 0.12817 | 0.019514 | 0.009868 | 0.020978 | 0.2313 | 0.2859 | 0.5394 | 0.12756 | 0.0099294 | 0.0099294 | 0.0099294 | 0.015651 | 0.50775 | 0.015651 | 0.016164 | 0.5075 | 0.01113 | 0.010883 | 0.32759 | 0.024493 | 0.024821 | 0.024821 | 0.024493 | 0.024963 | 0.10262 | 0.02975 | 0.068149 | 0.013605 | 0.0054612 | 0.017375 | 0.20599 | 0.00098973 | 0.0034859 | 0.00099294 | 0.091951 | 0.00099294 | 0.000999 | 0.026983 | 0.041736 | 0.032335 | 0.013609 | 0.013609 | 0.047381 | 0.040884 | 0 | 0.027268 | 0.055794 | 0.055331 | 0.019514 | 0.0098657 | 0.020978 | 0.2313 | 0.2859 | 0.5394 | 0.12756 | 0.0099294 | 0.0099294 | 0.0099294 | 0.014894 | 0.01539 | 0.014894 | 0.01539 | 0.014894 | 0.015279 | 0.014789 | 0.32759 | 0.091793 | 0.024821 | 0.024821 | 0.066659 | 0.024963 | 0.14958 | 0.02977 | 0.067855 | 0.013605 | 0.0054274 | 0.017244 | 0.20349 | 0.0009868 | 0.0039831 | 0.0009868 | 0.091433 | 0.0009868 | 0.00099901 | 0.027271 | 0.047526 | 0.032341 | 0.025636 | 0.013385 | 0.013574 | 0.013574 | 0 | 0.02727 | 0.055551 | 0.055091 | 0.019516 | 0.0098657 | 0.020883 | 0.22848 | 0.2824 | 0.53273 | 0.12605 | 0.009868 | 0.009868 | 0.009868 | 0.028958 | 0.029705 | 0.028958 | 0.029705 | 0.028958 | 0.015281 | 0.014791 | 0.32357 | 0.093451 | 0.024595 | 0.024595 | 0.068508 | 0.024963 | 0.15192 | 0.029771 | 0.067841 | 0.013605 | 0.0054261 | 0.017239 | 0.20339 | 0.00098657 | 0.0039804 | 0.00098657 | 0.091392 | 0.00098657 | 0.00099901 | 0.048125 | 0.041698 | 0.032341 | 0.013548 | 0.048071 | 0.013548 | 0.013548 | 0 | 0.02702 | 0.055539 | 0.055079 | 0.019516 | 0.0098657 | 0.020879 | 0.22838 | 0.28227 | 0.53247 | 0.12599 | 0.0098657 | 0.0098657 | 0.0098657 | 0.014789 | 0.015279 | 0.014789 | 0.015279 | 0.014789 | 0.014989 | 0.014516 | 0.32342 | 0.091555 | 0.024587 | 0.024587 | 0.066527 | 0.024963 | 0.14946 | 0.039034 | 0.017866 | 0.013605 | 0.0054261 | 0.033257 | 0.25924 | 0.00098654 | 0.00099901 | 0.00098657 | 0.091392 | 0.0020439 | 0.00099848 | 0.027271 | 0.041232 | 0.032905 | 0.013565 | 0.013565 | 0.027221 | 0.013548 | 0 | 0.027268 | 0.031056 | 0.031056 | 0.019516 | 0.0098657 | 0.027584 | 0.22838 | 0.28227 | 0.53247 | 0.12599 | 0.025475 | 0.025475 | 0.0098657 | 0.035779 | 0.043019 | 0.035779 | 0.036522 | 0.035779 | 0.015279 | 0.014789 | 0.32342 | 0.069506 | 0.024587 | 0.024587 | 0.055028 | 0.041365 | 0.13901 | 0.029771 | 0.067841 | 0.013605 | 0.0054261 | 0.017239 | 0.20339 | 0.00098657 | 0.0034716 | 0.00098657 | 0.091392 | 0.00098657 | 0.00099901 | 0.027271 | 0.034946 | 0.032341 | 0.070417 | 0.035999 | 0.047258 | 0.047258 | 0 | 0.027107 | 0.055539 | 0.055079 | 0.019516 | 0.0098657 | 0.020879 | 0.22838 | 0.28227 | 0.53247 | 0.12599 | 0.0098657 | 0.0098657 | 0.0098657 | 0.014789 | 0.015279 | 0.014789 | 0.015279 | 0.014789 | 0.015091 | 0.014612 | 0.32342 | 0.089371 | 0.024587 | 0.024587 | 0.064239 | 0.024963 | 0.14662 | 0.029771 | 0.067841 | 0.013605 | 0.0054261 | 0.017239 | 0.20339 | 0.00098657 | 0.0039804 | 0.00098657 | 0.091392 | 0.00098657 | 0.00099901 | 0.027271 | 0.041698 | 0.032341 | 0.013548 | 0.070768 | 0.013548 | 0.013548 | 0 |  | 0.055539 | 0.055079 | 0.019516 | 0.0098657 | 0.020879 | 0.22838 | 0.28227 | 0.53247 | 0.12599 | 0.0098657 | 0.0098657 | 0.0098657 | 0.014789 | 0.015279 | 0.014789 | 0.015279 | 0.014789 | 0.014798 | 0.014336 | 0.32342 | 0.091555 | 0.024587 | 0.024587 | 0.066527 | 0.024963 | 0.14946 | 0.029771 | 0.067841 | 0.013605 | 0.0054261 | 0.017239 | 0.20339 | 0.00098657 | 0.0034716 | 0.00098657 | 0.091392 | 0.00098657 | 0.00099901 | 0.027271 | 0.041706 | 0.032341 | 0.013565 | 0.013565 | 0.047247 | 0.040697 | 0 | 0.027268 | 0.055539 | 0.055079 | 0.019516 | 0.0098657 | 0.020879 | 0.22838 | 0.28227 | 0.53247 | 0.12599 | 0.0098657 | 0.0098657 | 0.0098657 | 0.014789 | 0.015279 | 0.014789 | 0.015279 | 0.014789 | 0.015279 | 0.014789 | 0.32342 | 0.091558 | 0.024587 | 0.024587 | 0.06653 | 0.024963 | 0.14946 | 0.088726 | 0.45116 |  |  | 8 | 0.067922 |  |  | 8 | 0.057302 |  | 0.01062
0: tower structural | 0.0099401 | 0.011003 | 0.00050681 | 0.0031034 | 0.0098744 | 0.60375 | 0.1411 | 0.19656 | 0.09951 | 0.0095654 | 0.00054659 | 0.0005005 | 0.51366 | 0.51698 | 0.010598 | 0.50687 | 0.50688 | 0.50687 | 0.50687 | 0 | 0.50687 | 0.51025 | 0.51025 | 0.01025 | 0.0099294 | 0.0050875 | 0.6165 | 0.644 | 0.77169 | 1 | 0.505 | 0.0027775 | 0.0027775 | 0.0027912 | 0.0027926 | 0.0027912 | 0.0027926 | 0.0027912 | 0.0069816 | 0.0069781 | 0.0036575 | 0.5125 | 0.0028188 | 0.0028188 | 0.010506 | 0.5125 | 0.011326 | 0.025187 | 0.010659 | 0.00050681 | 0.14466 | 0.50875 | 0.60375 | 0.00050688 | 0.0005005 | 0.02655 | 0.0075156 | 0.00054659 | 0.00099923 | 0.0070628 | 0.51698 | 0.021873 | 0.0069695 | 0.0069695 | 0.0069695 | 0.47045 | 0 | 0.020137 | 0.51025 | 0.51025 |  | 0.0099294 | 0.22307 | 0.24129 | 0.2968 | 0.55457 | 0.13581 | 0.505 | 0.505 | 0.010746 | 0.5075 | 0.50775 | 0.5075 | 0.50775 | 0.5075 | 0.0069816 | 0.0069781 | 0.62755 | 0.44068 | 0.44131 | 0.44131 | 0.36486 | 0.27401 | 0.44721 | 0.02975 |  | 0.013598 | 0.0054612 | 0.017375 | 0.20599 | 0.001539 | 0.00098973 | 0.00099294 | 0.101 | 0.00099294 | 0.000999 | 0.00051366 | 0.033549 | 0.010598 | 0.0069781 | 0.021021 | 0.0069781 | 0.0069781 | 0 | 0.027215 |  |  | 0.019514 | 0.0098657 | 0.020978 | 0.2313 | 0.2859 | 0.5394 | 0.12756 | 0.0099294 | 0.0099294 | 0.0099294 | 0.015651 | 0.019651 | 0.015651 | 0.016164 | 0.019137 | 0.015217 | 0.01473 | 0.32759 | 0.024185 | 0.024821 | 0.024821 | 0.024185 | 0.024963 | 0.10038 | 0.02975 | 0.068236 | 0.013605 | 0.0054612 | 0.017375 | 0.20599 | 0.00099294 | 0.0039982 | 0.00099294 | 0.092507 | 0.00099294 | 0.000999 | 0.026983 | 0.041729 | 0.032334 | 0.0136 | 0.013609 | 0.0136 | 0.0136 | 0 | 0.027268 | 0.055862 | 0.055399 | 0.019514 | 0.0098657 | 0.020978 | 0.2313 | 0.2859 | 0.5394 | 0.12756 | 0.0099294 | 0.0099294 | 0.0099294 | 0.014894 | 0.01539 | 0.014894 | 0.01539 | 0.014894 | 0.015279 | 0.014789 | 0.32759 |  | 0.024821 | 0.024821 | 0.066689 | 0.024963 | 0.14961 | 0.039034 | 0.017866 | 0.013605 | 0.0054262 | 0.033253 | 0.25923 | 0.00098651 | 0.00099901 | 0.00098657 | 0.091388 | 0.0020436 | 0.00099848 | 0.027271 | 0.041232 | 0.032905 | 0.013565 | 0.013565 | 0.027194 | 0.013549 | 0 | 0.027268 | 0.031056 | 0.031056 | 0.019516 | 0.0098657 | 0.027582 | 0.22838 | 0.28227 | 0.53248 | 0.12599 | 0.025472 | 0.025472 | 0.0098657 | 0.035776 | 0.043015 | 0.035776 | 0.036519 | 0.035776 | 0.015279 | 0.014789 | 0.32342 | 0.069505 | 0.024587 | 0.024587 | 0.055027 | 0.041364 | 0.13901 | 0.029771 | 0.067841 | 0.013605 | 0.0054261 | 0.017239 | 0.20339 | 0.00098657 | 0.0039804 | 0.00098657 | 0.091392 | 0.00098657 | 0.00099901 | 0.027271 | 0.041698 | 0.032341 | 0.013548 | 0.049041 | 0.013548 | 0.013548 | 0 |  | 0.055539 | 0.055079 | 0.019516 | 0.0098657 | 0.020879 | 0.22838 | 0.28227 | 0.53247 | 0.12599 | 0.0098657 | 0.0098657 | 0.0098657 | 0.014789 | 0.015279 | 0.014789 | 0.015279 | 0.014789 | 0.014981 | 0.014509 | 0.32342 | 0.091555 | 0.024587 | 0.024587 | 0.066527 | 0.024963 | 0.14946 | 0.029771 | 0.067841 | 0.013605 | 0.0054261 | 0.017239 | 0.20339 | 0.00098657 | 0.0039804 | 0.00098657 | 0.091392 | 0.00098657 | 0.00099901 | 0.027271 | 0.041698 | 0.032341 | 0.013548 | 0.013565 | 0.013548 | 0.013548 | 0 | 0.027268 | 0.055539 | 0.055079 | 0.019516 | 0.0098657 | 0.020879 | 0.22838 | 0.28227 | 0.53247 | 0.12599 | 0.0098657 | 0.0098657 | 0.0098657 | 0.014789 | 0.015279 | 0.014789 | 0.015279 | 0.014789 | 0.015279 | 0.014789 | 0.32342 | 0.091555 | 0.024587 | 0.024587 | 0.066527 | 0.024963 | 0.14946 | 0.029771 | 0.067841 | 0.013605 | 0.0054261 | 0.017239 | 0.20339 | 0.00098657 | 0.0034716 | 0.00098657 | 0.091392 | 0.00098657 | 0.00099901 | 0.027271 | 0.041706 | 0.032341 | 0.013565 | 0.013565 | 0.047247 | 0.040697 | 0 | 0.027268 | 0.055539 | 0.055079 | 0.019516 | 0.0098657 | 0.020879 | 0.22838 | 0.28227 | 0.53247 | 0.12599 | 0.0098657 | 0.0098657 | 0.0098657 | 0.014789 | 0.015279 | 0.014789 | 0.015279 | 0.014789 | 0.015279 | 0.014789 | 0.32342 |  | 0.024587 | 0.024587 | 0.06653 | 0.024963 | 0.14946 | 0.029771 | 0.067841 | 0.013605 | 0.0054261 | 0.017239 | 0.20339 | 0.00098657 | 0.0039804 | 0.00098657 | 0.091392 | 0.00098657 | 0.00099901 | 0.027271 | 0.041698 | 0.032341 | 0.013548 | 0.049029 | 0.013548 | 0.013548 | 0 | 0.027017 | 0.055539 | 0.055079 | 0.019516 | 0.0098657 | 0.020879 | 0.22838 | 0.28227 | 0.53247 | 0.12599 | 0.0098657 | 0.0098657 | 0.0098657 | 0.014789 | 0.015279 | 0.014789 | 0.015279 | 0.014789 | 0.014981 | 0.014509 | 0.32342 | 0.091555 | 0.024587 | 0.024587 | 0.066527 | 0.024963 | 0.14946 | 0.029771 | 0.067841 | 0.013605 | 0.0054261 | 0.017239 | 0.20339 | 0.00098657 | 0.0039804 | 0.00098657 | 0.091392 | 0.00098657 | 0.00099901 | 0.027271 | 0.041698 | 0.032341 | 0.013548 | 0.013565 | 0.013548 | 0.013548 | 0 | 0.027268 | 0.055539 | 0.055079 | 0.019516 | 0.0098657 | 0.020879 | 0.22838 | 0.28227 | 0.53247 | 0.12599 | 0.0098657 | 0.0098657 | 0.0098657 | 0.014789 | 0.015279 | 0.014789 | 0.015279 | 0.014789 | 0.015279 | 0.014789 | 0.32342 |  | 0.024587 | 0.024587 | 0.066527 | 0.024963 | 0.14946 | 0.094656 | 0.13403 |  |  | 9 | 0.05675 |  |  | 9 | 0.05675 |  | 0
0: platform (structural integrity) | 0.50975 | 0.00050975 | 0.00050681 | 0.0027775 | 0.00050875 | 0.00060375 | 0.1411 | 0.000505 | 0.000505 | 0.00054659 | 0.0005005 | 0.0005005 | 0.00051366 | 0.00051698 | 0.010598 | 0.50687 | 0.50688 | 0.50687 | 0.50687 | 0 | 0.50687 | 0.51025 | 0.51025 | 0.01025 | 0.0099294 | 0.47823 | 0.0033908 | 0.003542 | 0.0042443 | 0.0031034 | 1 | 0.505 | 0.0027775 | 0.0027912 | 0.0027926 | 0.0027912 | 0.0027926 | 0.0027912 | 0.0069816 | 0.0069781 | 0.0036575 | 0.5125 | 0.0028188 | 0.0028188 | 0.5125 | 0.0005125 | 0.5525 | 0.025187 | 0.010659 | 0.00050681 | 0.14466 | 0.50875 | 0.60375 | 0.00050688 | 0.0005005 | 0.02655 | 0.0075156 | 0.00054659 | 0.00099923 | 0.0070628 | 0.51698 | 0.021873 | 0.0069695 | 0.0069695 | 0.0069695 |  | 0 | 0.020137 | 0.51025 | 0.51025 | 0.50161 | 0.0099294 | 0.22307 | 0.24129 | 0.2968 | 0.55457 | 0.13581 | 0.505 | 0.505 | 0.010746 | 0.5075 | 0.50775 | 0.5075 | 0.50775 | 0.5075 | 0.0069816 | 0.0069781 |  | 0.44068 |  |  | 0.36486 | 0.27401 | 0.44721 | 0.02975 |  | 0.013598 | 0.0054612 | 0.017375 | 0.20599 | 0.001539 | 0.00098973 | 0.00099294 | 0.101 | 0.00099294 | 0.000999 | 0.00051366 | 0.033549 | 0.010598 | 0.0069781 | 0.021021 | 0.0069781 | 0.0069781 | 0 | 0.027215 |  |  | 0.019514 | 0.0098657 | 0.020978 | 0.2313 | 0.2859 | 0.5394 | 0.12756 | 0.0099294 | 0.0099294 | 0.0099294 | 0.015651 | 0.019651 | 0.015651 | 0.016164 | 0.019137 | 0.015217 | 0.01473 | 0.32759 | 0.024185 | 0.024821 | 0.024821 | 0.024185 | 0.024963 | 0.10038 | 0.02975 | 0.068236 | 0.013605 | 0.0054612 | 0.017375 | 0.20599 | 0.00099294 | 0.0039982 | 0.00099294 | 0.092507 | 0.00099294 | 0.000999 | 0.026983 | 0.041729 | 0.032334 | 0.0136 | 0.013609 | 0.0136 | 0.0136 | 0 | 0.027268 | 0.055862 | 0.055399 | 0.019514 | 0.0098657 | 0.020978 | 0.2313 | 0.2859 | 0.5394 | 0.12756 | 0.0099294 | 0.0099294 | 0.0099294 | 0.014894 | 0.01539 | 0.014894 | 0.01539 | 0.014894 | 0.015279 | 0.014789 | 0.32759 |  | 0.024821 | 0.024821 | 0.066689 | 0.024963 | 0.14961 |  | 0.017866 | 0.013605 | 0.0054262 | 0.033253 | 0.25923 | 0.00098651 | 0.00099901 | 0.00098657 | 0.091388 | 0.0020436 | 0.00099848 | 0.027271 | 0.041232 | 0.032905 | 0.013565 | 0.013565 | 0.027194 | 0.013549 | 0 | 0.027268 | 0.031056 | 0.031056 | 0.019516 | 0.0098657 |  | 0.22838 | 0.28227 | 0.53248 | 0.12599 | 0.025472 | 0.025472 | 0.0098657 | 0.035776 | 0.043015 | 0.035776 | 0.036519 | 0.035776 | 0.015279 | 0.014789 | 0.32342 | 0.069505 | 0.024587 | 0.024587 | 0.055027 | 0.041364 | 0.13901 | 0.029771 | 0.067841 | 0.013605 | 0.0054261 | 0.017239 | 0.20339 | 0.00098657 | 0.0039804 | 0.00098657 | 0.091392 | 0.00098657 | 0.00099901 | 0.027271 | 0.041698 | 0.032341 | 0.013548 | 0.049041 | 0.013548 | 0.013548 | 0 |  | 0.055539 | 0.055079 | 0.019516 | 0.0098657 | 0.020879 | 0.22838 | 0.28227 | 0.53247 | 0.12599 | 0.0098657 | 0.0098657 | 0.0098657 | 0.014789 | 0.015279 | 0.014789 | 0.015279 | 0.014789 | 0.014981 | 0.014509 | 0.32342 |  | 0.024587 | 0.024587 | 0.066527 | 0.024963 | 0.14946 | 0.029771 | 0.067841 | 0.013605 | 0.0054261 | 0.017239 | 0.20339 | 0.00098657 | 0.0039804 | 0.00098657 | 0.091392 | 0.00098657 | 0.00099901 | 0.027271 | 0.041698 | 0.032341 | 0.013548 | 0.013565 | 0.013548 | 0.013548 | 0 | 0.027268 | 0.055539 | 0.055079 | 0.019516 | 0.0098657 | 0.020879 | 0.22838 | 0.28227 | 0.53247 | 0.12599 | 0.0098657 | 0.0098657 | 0.0098657 | 0.014789 | 0.015279 | 0.014789 | 0.015279 | 0.014789 | 0.015279 | 0.014789 | 0.32342 |  | 0.024587 | 0.024587 | 0.066527 | 0.024963 | 0.14946 | 0.029771 | 0.067841 | 0.013605 | 0.0054261 | 0.017239 | 0.20339 | 0.00098657 | 0.0034716 | 0.00098657 | 0.091392 | 0.00098657 | 0.00099901 | 0.027271 | 0.041706 | 0.032341 | 0.013565 | 0.013565 | 0.047247 | 0.040697 | 0 | 0.027268 | 0.055539 | 0.055079 | 0.019516 | 0.0098657 | 0.020879 | 0.22838 | 0.28227 | 0.53247 | 0.12599 | 0.0098657 | 0.0098657 | 0.0098657 | 0.014789 | 0.015279 | 0.014789 | 0.015279 | 0.014789 | 0.015279 | 0.014789 | 0.32342 |  | 0.024587 | 0.024587 | 0.06653 | 0.024963 | 0.14946 | 0.029771 | 0.067841 | 0.013605 | 0.0054261 | 0.017239 | 0.20339 | 0.00098657 | 0.0039804 | 0.00098657 | 0.091392 | 0.00098657 | 0.00099901 | 0.027271 | 0.041698 | 0.032341 | 0.013548 | 0.049029 | 0.013548 | 0.013548 | 0 |  | 0.055539 | 0.055079 | 0.019516 | 0.0098657 | 0.020879 | 0.22838 | 0.28227 | 0.53247 | 0.12599 | 0.0098657 | 0.0098657 | 0.0098657 | 0.014789 | 0.015279 | 0.014789 | 0.015279 | 0.014789 | 0.014981 | 0.014509 | 0.32342 |  | 0.024587 | 0.024587 | 0.066527 | 0.024963 | 0.14946 | 0.029771 | 0.067841 | 0.013605 | 0.0054261 | 0.017239 | 0.20339 | 0.00098657 | 0.0039804 | 0.00098657 | 0.091392 | 0.00098657 | 0.00099901 | 0.027271 | 0.041698 | 0.032341 | 0.013548 | 0.013565 | 0.013548 | 0.013548 | 0 | 0.027268 | 0.055539 | 0.055079 | 0.019516 | 0.0098657 | 0.020879 | 0.22838 | 0.28227 | 0.53247 | 0.12599 | 0.0098657 | 0.0098657 | 0.0098657 | 0.014789 | 0.015279 | 0.014789 | 0.015279 | 0.014789 | 0.015279 | 0.014789 | 0.32342 |  | 0.024587 | 0.024587 | 0.066527 | 0.024963 | 0.14946 | 0.086998 | 0.055356 |  | 1 | 0 | 0.15821 |  | 1 | 0 | 0.19283 |  | -0.034625
0: platform (watertightness) | 0.50975 | 0.50975 | 0.00050681 | 0.0027775 | 0.50875 | 0.60375 | 0.00051025 | 0.000505 | 0.0005005 | 0.00054659 | 0.5005 | 0.0005005 | 0.51366 | 0.51698 | 0.010598 | 0.0075156 | 0.0075156 | 0.0069695 | 0.50687 | 0 | 0.50687 | 0.011205 | 0.011205 | 0.51 | 0.0099294 | 0.47823 | 0.6165 | 0.644 | 0.77169 | 0.56425 | 0.505 | 1 | 0.000505 | 0.5075 | 0.50775 | 0.5075 | 0.50775 | 0.5075 | 0.0069816 | 0.0069781 | 0.665 | 0.5125 | 0.5125 | 0.5125 | 0.010506 | 0.5125 | 0.011326 | 0.034606 |  | 0.00050681 | 0.0057603 | 0.00050875 | 0.00060375 | 0.00051025 | 0.0005005 | 0.0012976 | 0.54659 | 0.0010473 | 0.00099898 | 0.51366 | 0.00051698 | 0.033608 | 0.00050688 | 0.00050688 | 0.013652 |  | 0 | 0.027362 | 0.00051025 | 0.00051025 | 0.062625 | 0.0099294 | 0.011535 | 0.23581 | 0.29135 | 0.54924 | 0.13027 | 0.010695 | 0.010695 | 0.010473 | 0.15851 | 0.16502 | 0.15851 | 0.16377 | 0.15851 | 0.015389 | 0.014893 | 0.34198 | 0.026393 | 0.027023 | 0.027023 | 0.026007 | 0.024736 | 0.10787 | 0.02975 | 0.13992 | 0.013128 | 0.0054612 | 0.017375 | 0.20599 | 0.03736 | 0.00050688 | 0.00099294 | 0.54659 | 0.00099294 | 0.000999 | 0.00051366 | 0.0071085 | 0.03066 | 0.0069781 | 0.50687 | 0.0069781 | 0.0069781 | 0 | 0.023708 | 0.12858 | 0.12817 | 0.019514 | 0.009868 | 0.020978 | 0.2313 | 0.2859 | 0.5394 | 0.12756 | 0.0099294 | 0.0099294 | 0.0099294 | 0.015651 | 0.50775 | 0.015651 | 0.016164 | 0.5075 | 0.01113 | 0.010883 | 0.32759 | 0.024493 | 0.024821 | 0.024821 | 0.024493 | 0.024963 | 0.10262 | 0.02975 | 0.068149 | 0.013605 | 0.0054612 | 0.017375 | 0.20599 | 0.00098973 | 0.0034859 | 0.00099294 | 0.091951 | 0.00099294 | 0.000999 | 0.026983 | 0.041736 | 0.032335 | 0.013609 | 0.013609 | 0.047381 | 0.040884 | 0 | 0.027268 | 0.055794 | 0.055331 | 0.019514 | 0.0098657 | 0.020978 | 0.2313 | 0.2859 | 0.5394 | 0.12756 | 0.0099294 | 0.0099294 | 0.0099294 | 0.014894 | 0.01539 | 0.014894 | 0.01539 | 0.014894 | 0.015279 | 0.014789 | 0.32759 | 0.091793 | 0.024821 | 0.024821 | 0.066659 | 0.024963 | 0.14958 | 0.02977 | 0.067855 | 0.013605 | 0.0054274 | 0.017244 | 0.20349 | 0.0009868 | 0.0039831 | 0.0009868 | 0.091433 | 0.0009868 | 0.00099901 | 0.027271 | 0.047526 | 0.032341 | 0.025636 | 0.013385 | 0.013574 | 0.013574 | 0 | 0.02727 | 0.055551 | 0.055091 | 0.019516 | 0.0098657 | 0.020883 | 0.22848 | 0.2824 | 0.53273 | 0.12605 | 0.009868 | 0.009868 | 0.009868 | 0.028958 | 0.029705 | 0.028958 | 0.029705 | 0.028958 | 0.015281 | 0.014791 | 0.32357 |  | 0.024595 | 0.024595 | 0.068508 | 0.024963 | 0.15192 | 0.029771 | 0.067841 | 0.013605 | 0.0054261 | 0.017239 | 0.20339 | 0.00098657 | 0.0039804 | 0.00098657 | 0.091392 | 0.00098657 | 0.00099901 | 0.048125 | 0.041698 | 0.032341 | 0.013548 | 0.048071 | 0.013548 | 0.013548 | 0 | 0.02702 | 0.055539 | 0.055079 | 0.019516 | 0.0098657 | 0.020879 | 0.22838 | 0.28227 | 0.53247 | 0.12599 | 0.0098657 | 0.0098657 | 0.0098657 | 0.014789 | 0.015279 | 0.014789 | 0.015279 | 0.014789 | 0.014989 | 0.014516 | 0.32342 | 0.091555 | 0.024587 | 0.024587 | 0.066527 | 0.024963 | 0.14946 | 0.039034 | 0.017866 | 0.013605 | 0.0054261 | 0.033257 | 0.25924 | 0.00098654 | 0.00099901 | 0.00098657 | 0.091392 | 0.0020439 | 0.00099848 | 0.027271 | 0.041232 | 0.032905 | 0.013565 | 0.013565 | 0.027221 | 0.013548 | 0 | 0.027268 | 0.031056 | 0.031056 | 0.019516 | 0.0098657 | 0.027584 | 0.22838 | 0.28227 | 0.53247 | 0.12599 | 0.025475 | 0.025475 | 0.0098657 | 0.035779 | 0.043019 | 0.035779 | 0.036522 | 0.035779 | 0.015279 | 0.014789 | 0.32342 | 0.069506 | 0.024587 | 0.024587 | 0.055028 | 0.041365 | 0.13901 | 0.029771 | 0.067841 | 0.013605 | 0.0054261 | 0.017239 | 0.20339 | 0.00098657 | 0.0034716 | 0.00098657 | 0.091392 | 0.00098657 | 0.00099901 | 0.027271 | 0.034946 | 0.032341 | 0.070417 | 0.035999 | 0.047258 | 0.047258 | 0 | 0.027107 | 0.055539 | 0.055079 | 0.019516 | 0.0098657 | 0.020879 | 0.22838 | 0.28227 | 0.53247 | 0.12599 | 0.0098657 | 0.0098657 | 0.0098657 | 0.014789 | 0.015279 | 0.014789 | 0.015279 | 0.014789 | 0.015091 | 0.014612 | 0.32342 | 0.089371 | 0.024587 | 0.024587 | 0.064239 | 0.024963 | 0.14662 | 0.029771 | 0.067841 | 0.013605 | 0.0054261 | 0.017239 | 0.20339 | 0.00098657 | 0.0039804 | 0.00098657 | 0.091392 | 0.00098657 | 0.00099901 | 0.027271 | 0.041698 | 0.032341 | 0.013548 | 0.070768 | 0.013548 | 0.013548 | 0 |  | 0.055539 | 0.055079 | 0.019516 | 0.0098657 | 0.020879 | 0.22838 | 0.28227 | 0.53247 | 0.12599 | 0.0098657 | 0.0098657 | 0.0098657 | 0.014789 | 0.015279 | 0.014789 | 0.015279 | 0.014789 | 0.014798 | 0.014336 | 0.32342 | 0.091555 | 0.024587 | 0.024587 | 0.066527 | 0.024963 | 0.14946 | 0.029771 | 0.067841 | 0.013605 | 0.0054261 | 0.017239 | 0.20339 | 0.00098657 | 0.0034716 | 0.00098657 | 0.091392 | 0.00098657 | 0.00099901 | 0.027271 | 0.041706 | 0.032341 | 0.013565 | 0.013565 | 0.047247 | 0.040697 | 0 | 0.027268 | 0.055539 | 0.055079 | 0.019516 | 0.0098657 | 0.020879 | 0.22838 | 0.28227 | 0.53247 | 0.12599 | 0.0098657 | 0.0098657 | 0.0098657 | 0.014789 | 0.015279 | 0.014789 | 0.015279 | 0.014789 | 0.015279 | 0.014789 | 0.32342 | 0.091558 | 0.024587 | 0.024587 | 0.06653 | 0.024963 | 0.14946 | 0.093995 | 0.05435 |  |  | 1 | 0.10633 |  |  | 1 | 0.20645 |  | -0.10012
0: ballast system failure | 0.50975 | 0.00050975 | 0.00050681 | 0.0027775 | 0.00050875 | 0.00060375 | 0.00051025 | 0.000505 | 0.000505 | 0.00054659 | 0.0005005 | 0.0005005 | 0.00051366 | 0.00051698 | 0.010598 | 0.50687 | 0.50687 | 0.50688 | 0.50687 | 0 | 0.50687 | 0.51025 | 0.011205 | 0.51 | 0.0099294 | 0.47823 | 0.6165 | 0.644 | 0.77169 | 0.56425 | 0.000505 | 0.000505 | 1 | 0.0005075 | 0.00050775 | 0.0005075 | 0.00050775 | 0.0005075 | 0.0069816 | 0.0069781 | 0.000665 | 0.5125 | 0.0005125 | 0.0005125 | 0.5125 | 0.0005125 | 0.5525 | 0.043638 | 0.018532 | 0.00050681 | 0.0057603 | 0.00050875 | 0.00060375 | 0.00051025 | 0.0005005 | 0.0012976 | 0.0075156 | 0.0011325 | 0.00099893 | 0.51366 | 0.00051698 | 0.033608 | 0.00050688 | 0.00050688 | 0.013652 |  | 0 | 0.027362 | 0.00051025 | 0.00051025 | 0.062625 | 0.0099294 | 0.011535 | 0.23581 | 0.29135 | 0.54924 | 0.13027 | 0.011539 | 0.011539 | 0.010473 | 0.15851 | 0.16502 | 0.15851 | 0.16377 | 0.15851 | 0.015389 | 0.014893 | 0.34198 | 0.026393 | 0.027023 | 0.027023 | 0.026007 | 0.024736 | 0.10787 | 0.02975 | 0.13992 | 0.013128 | 0.0054612 | 0.017375 | 0.20599 | 0.03736 | 0.00050688 | 0.00099294 | 0.54659 | 0.00099294 | 0.000999 | 0.00051366 | 0.0071085 | 0.03066 | 0.0069781 | 0.50687 | 0.0069781 | 0.0069781 | 0 | 0.023708 | 0.12858 | 0.12817 | 0.019514 | 0.009868 | 0.020978 | 0.2313 | 0.2859 | 0.5394 | 0.12756 | 0.0099294 | 0.0099294 | 0.0099294 | 0.015651 | 0.50775 | 0.015651 | 0.016164 | 0.5075 | 0.01113 | 0.010883 | 0.32759 | 0.024493 | 0.024821 | 0.024821 | 0.024493 | 0.024963 | 0.10262 | 0.02975 | 0.068149 | 0.013605 | 0.0054612 | 0.017375 | 0.20599 | 0.00098973 | 0.0034859 | 0.00099294 | 0.091951 | 0.00099294 | 0.000999 | 0.026983 | 0.041736 | 0.032335 | 0.013609 | 0.013609 | 0.047381 | 0.040884 | 0 | 0.027268 | 0.055794 | 0.055331 | 0.019514 | 0.0098657 | 0.020978 | 0.2313 | 0.2859 | 0.5394 | 0.12756 | 0.0099294 | 0.0099294 | 0.0099294 | 0.014894 | 0.01539 | 0.014894 | 0.01539 | 0.014894 | 0.015279 | 0.014789 | 0.32759 | 0.091793 | 0.024821 | 0.024821 | 0.066659 | 0.024963 | 0.14958 | 0.02977 | 0.067855 | 0.013605 | 0.0054274 | 0.017244 | 0.20349 | 0.0009868 | 0.0039831 | 0.0009868 | 0.091433 | 0.0009868 | 0.00099901 | 0.027271 | 0.047526 | 0.032341 | 0.025636 | 0.013385 | 0.013574 | 0.013574 | 0 | 0.02727 | 0.055551 | 0.055091 | 0.019516 | 0.0098657 | 0.020883 | 0.22848 | 0.2824 | 0.53273 | 0.12605 | 0.009868 | 0.009868 | 0.009868 | 0.028958 | 0.029705 | 0.028958 | 0.029705 | 0.028958 | 0.015281 | 0.014791 | 0.32357 |  | 0.024595 | 0.024595 | 0 | 0.024963 | 0 | 0.029771 | 0.067841 | 0.013605 | 0.0054261 | 0.017239 | 0.20339 | 0.00098657 | 0.0039804 | 0.00098657 | 0.091392 | 0.00098657 | 0.00099901 | 0.048125 | 0.041698 | 0.032341 | 0.013548 | 0.048071 | 0.013548 | 0.013548 | 0 |  | 0.055539 | 0.055079 | 0.019516 | 0.0098657 | 0.020879 | 0.22838 | 0.28227 | 0.53247 | 0.12599 | 0.0098657 | 0.0098657 | 0.0098657 | 0.014789 | 0.015279 | 0.014789 | 0.015279 | 0.014789 | 0.014989 | 0.014516 | 0.32342 | 0.091555 | 0.024587 | 0.024587 | 0.066527 | 0.024963 | 0.14946 | 0.039034 | 0.017866 | 0.013605 | 0.0054261 | 0.033257 | 0.25924 | 0.00098654 | 0.00099901 | 0.00098657 | 0.091392 | 0.0020439 | 0.00099848 | 0.027271 | 0.041232 | 0.032905 | 0.013565 | 0.013565 | 0.027221 | 0.013548 | 0 | 0.027268 | 0.031056 | 0.031056 | 0.019516 | 0.0098657 | 0.027584 | 0.22838 | 0.28227 | 0.53247 | 0.12599 | 0.025475 | 0.025475 | 0.0098657 | 0.035779 | 0.043019 | 0.035779 | 0.036522 | 0.035779 | 0.015279 | 0.014789 | 0.32342 | 0.069506 | 0.024587 | 0.024587 | 0.055028 | 0.041365 | 0.13901 | 0.029771 | 0.067841 | 0.013605 | 0.0054261 | 0.017239 | 0.20339 | 0.00098657 | 0.0034716 | 0.00098657 | 0.091392 | 0.00098657 | 0.00099901 | 0.027271 | 0.034946 | 0.032341 |  | 0.035999 | 0.047258 | 0.047258 | 0 | 0.027107 | 0.055539 | 0.055079 | 0.019516 | 0.0098657 | 0.020879 | 0.22838 | 0.28227 | 0.53247 | 0.12599 | 0.0098657 | 0.0098657 | 0.0098657 | 0.014789 | 0.015279 | 0.014789 | 0.015279 | 0.014789 | 0.015091 | 0.014612 | 0.32342 | 0.089371 | 0.024587 | 0.024587 | 0.064239 | 0.024963 | 0.14662 | 0.029771 | 0.067841 | 0.013605 | 0.0054261 | 0.017239 | 0.20339 | 0.00098657 | 0.0039804 | 0.00098657 | 0.091392 | 0.00098657 | 0.00099901 | 0.027271 | 0.041698 | 0.032341 | 0.013548 |  | 0.013548 | 0.013548 | 0 | 0.020137 | 0.055539 | 0.055079 | 0.019516 | 0.0098657 | 0.020879 | 0.22838 | 0.28227 | 0.53247 | 0.12599 | 0.0098657 | 0.0098657 | 0.0098657 | 0.014789 | 0.015279 | 0.014789 | 0.015279 | 0.014789 | 0.0069816 | 0.0069781 | 0.32342 | 0.091555 | 0.024587 | 0.024587 | 0.066527 | 0.024963 | 0.14946 | 0.029771 | 0.067841 | 0.013605 | 0.0054261 | 0.017239 | 0.20339 | 0.00098657 | 0.0034716 | 0.00098657 | 0.091392 | 0.00098657 | 0.00099901 | 0.027271 | 0.041706 | 0.032341 | 0.013565 | 0.013565 | 0.047247 | 0.040697 | 0 | 0.027268 | 0.055539 | 0.055079 | 0.019516 | 0.0098657 | 0.020879 | 0.22838 | 0.28227 | 0.53247 | 0.12599 | 0.0098657 | 0.0098657 | 0.0098657 | 0.014789 | 0.015279 | 0.014789 | 0.015279 | 0.014789 | 0.015279 | 0.014789 | 0.32342 | 0.091558 | 0.024587 | 0.024587 | 0.06653 | 0.024963 | 0.14946 | 0.080771 | 0.029205 |  |  | 2 | 0.18432 |  |  | 2 | 0.15054 |  | 0.033772
0: chain | 0.50975 | 0.010659 | 0.00050681 | 0.50275 | 0.50875 | 0.60375 | 0.072241 | 0.00050688 | 0.0005005 | 0.54659 | 0.00054659 | 0.0005005 | 0.51366 | 0.0071085 | 0.010598 | 0.0069781 | 0.50688 | 0.0069781 | 0.0069781 | 0 | 0.50687 | 0.51025 | 0.51025 | 0.51 | 0.0050681 | 0.47823 | 0.6165 | 0.644 | 0.77169 | 0.56425 | 0.505 | 0.505 | 0.505 | 1 | 0.0069816 | 0.5075 | 0.50775 | 0.0069781 | 0.0069816 | 0.0069781 | 0.022589 | 0.012925 | 0.012925 | 0.012925 | 0.012925 | 0.5125 | 0.018767 | 0.50975 | 0.010659 | 0.00050681 | 0.45337 | 0.50875 | 0.60375 | 0.00050688 | 0.0005005 | 0.5005 | 0.0075156 | 0.00054659 | 0.0005005 | 0.0070628 | 0.51698 | 0.010598 | 0.0069695 | 0.0069695 | 0.0069695 | 0.47045 | 0 | 0.020137 | 0.51025 | 0.51025 | 0.44761 | 0.0050681 | 0.47823 | 0.6165 | 0.644 | 0.77169 | 0.56425 | 0.505 | 0.505 | 0.505 | 0.5075 | 0.50775 | 0.5075 | 0.50775 | 0.5075 | 0.0069816 | 0.0069781 | 0.665 | 0.5125 | 0.5125 | 0.5125 | 0.5125 | 0.5125 | 0.5525 | 0.03132 | 0.038604 | 0.013612 | 0.0027875 | 0.0069317 | 0.0082261 | 0.00050681 | 0.0025396 | 0.00050681 | 0.0074473 | 0.00050681 | 0.00099925 | 0.00051366 | 0.27916 | 0.032897 | 0.50687 | 0.0070628 | 0.0069781 | 0.0069781 | 0 | 0.027315 | 0.03139 | 0.031143 | 0.019684 | 0.0098657 | 0.013686 | 0.0083998 | 0.0087745 | 0.010514 | 0.0076879 | 0.0050681 | 0.0050681 | 0.0050681 | 0.5075 | 0.50775 | 0.5075 | 0.50775 | 0.5075 | 0.015334 | 0.014841 | 0.0090606 | 0.15063 | 0.0069828 | 0.0069828 | 0.13776 | 0.024975 | 0.24165 | 0.03132 | 0.038604 | 0.013612 | 0.0027875 | 0.0069317 | 0.0082261 | 0.00050681 | 0.0027793 | 0.00050681 | 0.0074473 | 0.00050681 | 0.00099925 | 0.044611 | 0.041266 | 0.032897 | 0.0136 | 0.0355 | 0.0136 | 0.0136 | 0 | 0.02711 | 0.03139 | 0.031143 | 0.019684 | 0.0098657 | 0.013686 | 0.0083998 | 0.0087745 | 0.010514 | 0.0076879 | 0.0050681 | 0.0050681 | 0.0050681 | 0.0069147 | 0.0069181 | 0.0069147 | 0.0069181 | 0.0069147 | 0.015095 | 0.014616 | 0.0090606 | 0.069709 | 0.0069828 | 0.0069828 | 0.05508 | 0.024975 | 0.13907 | 0.039034 | 0.017866 | 0.013605 | 0.0054261 | 0.033259 | 0.25924 | 0.00098651 | 0.00099901 | 0.00098657 | 0.091388 | 0.0020441 | 0.00099848 | 0.027284 | 0.041232 | 0.032905 | 0.013565 | 0.013565 | 0.027243 | 0.013548 | 0 | 0.027268 | 0.031056 | 0.031056 | 0.019516 | 0.0098657 | 0.027585 | 0.22838 | 0.28226 | 0.53247 | 0.12599 | 0.025477 | 0.025477 | 0.0098657 | 0.035786 | 0.043025 | 0.035786 | 0.036529 | 0.035786 | 0.015279 | 0.014789 | 0.32341 | 0.069505 | 0.024587 | 0.024587 | 0.055027 | 0.041365 | 0.13901 | 0.029771 | 0.067841 | 0.013605 | 0.0054261 | 0.017239 | 0.20339 | 0.00098657 | 0.0034716 | 0.00098657 | 0.091392 | 0.00098657 | 0.00099901 | 0.027271 | 0.034946 | 0.032341 | 0.070461 | 0.035999 | 0.047302 | 0.047302 | 0 | 0.027107 | 0.055539 | 0.055079 | 0.019516 | 0.0098657 | 0.020879 | 0.22838 | 0.28226 | 0.53247 | 0.12599 | 0.0098657 | 0.0098657 | 0.0098657 | 0.014789 | 0.015279 | 0.014789 | 0.015279 | 0.014789 | 0.015091 | 0.014612 | 0.32341 | 0.089371 | 0.024587 | 0.024587 | 0.064239 | 0.024963 | 0.14662 | 0.029771 | 0.067841 | 0.013605 | 0.0054261 | 0.017239 | 0.20339 | 0.00098657 | 0.0039804 | 0.00098657 | 0.091392 | 0.00098657 | 0.00099901 | 0.027271 | 0.041698 | 0.032341 | 0.013548 | 0.070788 | 0.013548 | 0.013548 | 0 | 0.026856 | 0.055539 | 0.055079 | 0.019516 | 0.0098657 | 0.020879 | 0.22838 | 0.28227 | 0.53247 | 0.12599 | 0.0098657 | 0.0098657 | 0.0098657 | 0.014789 | 0.015279 | 0.014789 | 0.015279 | 0.014789 | 0.014798 | 0.014336 | 0.32342 | 0.091555 | 0.024587 | 0.024587 | 0.066527 | 0.024963 | 0.14946 | 0.029771 | 0.067841 | 0.013605 | 0.0054261 | 0.017239 | 0.20339 | 0.00098657 | 0.0034716 | 0.00098657 | 0.091392 | 0.00098657 | 0.00099901 | 0.027271 | 0.041706 | 0.032341 | 0.013565 | 0.013565 | 0.047247 | 0.040697 | 0 | 0.027268 | 0.055539 | 0.055079 | 0.019516 | 0.0098657 | 0.020879 | 0.22838 | 0.28227 | 0.53247 | 0.12599 | 0.0098657 | 0.0098657 | 0.0098657 | 0.014789 | 0.015279 | 0.014789 | 0.015279 | 0.014789 | 0.015279 | 0.014789 | 0.32342 | 0.091558 | 0.024587 | 0.024587 | 0.06653 | 0.024963 | 0.14946 | 0.029771 | 0.067841 | 0.013605 | 0.0054261 | 0.017239 | 0.20339 | 0.00098657 | 0.0034716 | 0.00098657 | 0.091392 | 0.00098657 | 0.00099901 | 0.027271 | 0.034946 | 0.032341 | 0.070274 | 0.035987 | 0.047179 | 0.047179 | 0 | 0.027107 | 0.055539 | 0.055079 | 0.019516 | 0.0098657 | 0.020879 | 0.22838 | 0.28227 | 0.53247 | 0.12599 | 0.0098657 | 0.0098657 | 0.0098657 | 0.014789 | 0.015279 | 0.014789 | 0.015279 | 0.014789 | 0.015091 | 0.014612 | 0.32342 | 0.089371 | 0.024587 | 0.024587 | 0.064239 | 0.024963 | 0.14662 | 0.029771 | 0.067841 | 0.013605 | 0.0054261 | 0.017239 | 0.20339 | 0.00098657 | 0.0039804 | 0.00098657 | 0.091392 | 0.00098657 | 0.00099901 | 0.027271 | 0.041698 | 0.032341 | 0.013548 | 0.070763 | 0.013548 | 0.013548 | 0 |  | 0.055539 | 0.055079 | 0.019516 | 0.0098657 | 0.020879 | 0.22838 | 0.28227 | 0.53247 | 0.12599 | 0.0098657 | 0.0098657 | 0.0098657 | 0.014789 | 0.015279 | 0.014789 | 0.015279 | 0.014789 | 0.014798 | 0.014337 | 0.32342 | 0.091555 | 0.024587 | 0.024587 | 0.066527 | 0.024963 | 0.14946 | 0.10991 | 0.081936 |  |  | 3 | 0.098878 |  |  | 3 | 0.076764 |  | 0.022114
0: synthetic rope | 0.50975 | 0.010659 | 0.00050681 | 0.50275 | 0.50875 | 0.60375 | 0.072241 | 0.00050688 | 0.0005005 | 0.54659 | 0.00054659 | 0.0005005 | 0.51366 | 0.0071085 | 0.010598 | 0.0069816 | 0.50688 | 0.0069816 | 0.0069816 | 0 | 0.50687 | 0.51025 | 0.51025 | 0.51 | 0.0050681 | 0.47823 | 0.6165 | 0.644 | 0.77169 | 0.56425 | 0.505 | 0.505 | 0.505 | 0.5075 | 1 | 0.5075 | 0.50775 | 0.0069781 | 0.0069816 | 0.0069781 | 0.022589 | 0.012925 | 0.012925 | 0.012925 | 0.012925 | 0.5125 | 0.018767 | 0.50975 | 0.010659 | 0.00050681 | 0.45337 | 0.50875 | 0.60375 | 0.00050688 | 0.0005005 | 0.5005 | 0.0075156 | 0.00054659 | 0.0005005 | 0.0070628 | 0.51698 | 0.010598 | 0.0069695 | 0.0069695 | 0.0069695 | 0.47045 | 0 | 0.020137 | 0.51025 | 0.51025 | 0.44761 | 0.0050681 | 0.47823 | 0.6165 | 0.644 | 0.77169 | 0.56425 | 0.505 | 0.505 | 0.505 | 0.5075 | 0.50775 | 0.5075 | 0.50775 | 0.5075 | 0.0069816 | 0.0069781 | 0.665 | 0.5125 | 0.5125 | 0.5125 | 0.5125 | 0.5125 | 0.5525 | 0.03132 | 0.038604 | 0.013612 | 0.0027875 | 0.0069317 | 0.0082261 | 0.00050681 | 0.0025396 | 0.00050681 | 0.0074473 | 0.00050681 | 0.00099925 | 0.00051366 | 0.27916 | 0.032897 | 0.50687 | 0.0070628 | 0.0069781 | 0.0069781 | 0 | 0.027315 | 0.03139 | 0.031143 | 0.019684 | 0.0098657 | 0.013686 | 0.0083998 | 0.0087745 | 0.010514 | 0.0076879 | 0.0050681 | 0.0050681 | 0.0050681 | 0.5075 | 0.50775 | 0.5075 | 0.50775 | 0.5075 | 0.015334 | 0.014841 | 0.0090606 | 0.15063 | 0.0069828 | 0.0069828 | 0.13776 | 0.024975 | 0.24165 | 0.03132 | 0.038604 | 0.013612 | 0.0027875 | 0.0069317 | 0.0082261 | 0.00050681 | 0.0027793 | 0.00050681 | 0.0074473 | 0.00050681 | 0.00099925 | 0.044611 | 0.041266 | 0.032897 | 0.0136 | 0.0355 | 0.0136 | 0.0136 | 0 | 0.02711 | 0.03139 | 0.031143 | 0.019684 | 0.0098657 | 0.013686 | 0.0083998 | 0.0087745 | 0.010514 | 0.0076879 | 0.0050681 | 0.0050681 | 0.0050681 | 0.0069147 | 0.0069181 | 0.0069147 | 0.0069181 | 0.0069147 | 0.015095 | 0.014616 | 0.0090606 | 0.069709 | 0.0069828 | 0.0069828 | 0.05508 | 0.024975 | 0.13907 | 0.039034 | 0.017866 | 0.013605 | 0.0054261 | 0.033259 | 0.25924 | 0.00098651 | 0.00099901 | 0.00098657 | 0.091388 | 0.0020441 | 0.00099848 | 0.027284 | 0.041232 | 0.032905 | 0.013565 | 0.013565 | 0.027243 | 0.013548 | 0 | 0.027268 | 0.031056 | 0.031056 | 0.019516 | 0.0098657 | 0.027585 | 0.22838 | 0.28226 | 0.53247 | 0.12599 | 0.025477 | 0.025477 | 0.0098657 | 0.035786 | 0.043025 | 0.035786 | 0.036529 | 0.035786 | 0.015279 | 0.014789 | 0.32341 | 0.069505 | 0.024587 | 0.024587 | 0.055027 | 0.041365 | 0.13901 | 0.029771 | 0.067841 | 0.013605 | 0.0054261 | 0.017239 | 0.20339 | 0.00098657 | 0.0034716 | 0.00098657 | 0.091392 | 0.00098657 | 0.00099901 | 0.027271 | 0.034946 | 0.032341 | 0.070461 | 0.035999 | 0.047302 | 0.047302 | 0 | 0.027107 | 0.055539 | 0.055079 | 0.019516 | 0.0098657 | 0.020879 | 0.22838 | 0.28226 | 0.53247 | 0.12599 | 0.0098657 | 0.0098657 | 0.0098657 | 0.014789 | 0.015279 | 0.014789 | 0.015279 | 0.014789 | 0.015091 | 0.014612 | 0.32341 | 0.089371 | 0.024587 | 0.024587 | 0.064239 | 0.024963 | 0.14662 | 0.029771 | 0.067841 | 0.013605 | 0.0054261 | 0.017239 | 0.20339 | 0.00098657 | 0.0039804 | 0.00098657 | 0.091392 | 0.00098657 | 0.00099901 | 0.027271 | 0.041698 | 0.032341 | 0.013548 | 0.070788 | 0.013548 | 0.013548 | 0 | 0.026856 | 0.055539 | 0.055079 | 0.019516 | 0.0098657 | 0.020879 | 0.22838 | 0.28227 | 0.53247 | 0.12599 | 0.0098657 | 0.0098657 | 0.0098657 | 0.014789 | 0.015279 | 0.014789 | 0.015279 | 0.014789 | 0.014798 | 0.014336 | 0.32342 | 0.091555 | 0.024587 | 0.024587 | 0.066527 | 0.024963 | 0.14946 | 0.029771 | 0.067841 | 0.013605 | 0.0054261 | 0.017239 | 0.20339 | 0.00098657 | 0.0034716 | 0.00098657 | 0.091392 | 0.00098657 | 0.00099901 | 0.027271 | 0.041706 | 0.032341 | 0.013565 | 0.013565 | 0.047247 | 0.040697 | 0 | 0.027268 | 0.055539 | 0.055079 | 0.019516 | 0.0098657 | 0.020879 | 0.22838 | 0.28227 | 0.53247 | 0.12599 | 0.0098657 | 0.0098657 | 0.0098657 | 0.014789 | 0.015279 | 0.014789 | 0.015279 | 0.014789 | 0.015279 | 0.014789 | 0.32342 | 0.091558 | 0.024587 | 0.024587 | 0.06653 | 0.024963 | 0.14946 | 0.029771 | 0.067841 | 0.013605 | 0.0054261 | 0.017239 | 0.20339 | 0.00098657 | 0.0034716 | 0.00098657 | 0.091392 | 0.00098657 | 0.00099901 | 0.027271 | 0.034946 | 0.032341 | 0.070274 | 0.035987 | 0.047179 | 0.047179 | 0 | 0.027107 | 0.055539 | 0.055079 | 0.019516 | 0.0098657 | 0.020879 | 0.22838 | 0.28227 | 0.53247 | 0.12599 | 0.0098657 | 0.0098657 | 0.0098657 | 0.014789 | 0.015279 | 0.014789 | 0.015279 | 0.014789 | 0.015091 | 0.014612 | 0.32342 | 0.089371 | 0.024587 | 0.024587 | 0.064239 | 0.024963 | 0.14662 | 0.029771 | 0.067841 | 0.013605 | 0.0054261 | 0.017239 | 0.20339 | 0.00098657 | 0.0039804 | 0.00098657 | 0.091392 | 0.00098657 | 0.00099901 | 0.027271 | 0.041698 | 0.032341 | 0.013548 | 0.070763 | 0.013548 | 0.013548 | 0 |  | 0.055539 | 0.055079 | 0.019516 | 0.0098657 | 0.020879 | 0.22838 | 0.28227 | 0.53247 | 0.12599 | 0.0098657 | 0.0098657 | 0.0098657 | 0.014789 | 0.015279 | 0.014789 | 0.015279 | 0.014789 | 0.014798 | 0.014337 | 0.32342 | 0.091555 | 0.024587 | 0.024587 | 0.066527 | 0.024963 | 0.14946 | 0.11098 | 0.070922 |  |  | 4 | 0.053008 |  |  | 4 | 0.055686 |  | -0.0026789
0: wire rope | 0.50975 | 0.010659 | 0.00050681 | 0.50275 | 0.50875 | 0.60375 | 0.072241 | 0.00050688 | 0.0005005 | 0.54659 | 0.00054659 | 0.0005005 | 0.51366 | 0.0071085 | 0.010598 | 0.0069781 | 0.50688 | 0.0069781 | 0.0069781 | 0 | 0.50687 | 0.51025 | 0.51025 | 0.51 | 0.0050681 | 0.47823 | 0.6165 | 0.644 | 0.77169 | 0.56425 | 0.505 | 0.505 | 0.505 | 0.5075 | 0.0069816 | 1 | 0.50775 | 0.0069781 | 0.0069816 | 0.0069781 | 0.022589 | 0.012925 | 0.012925 | 0.012925 | 0.012925 | 0.5125 | 0.018767 | 0.50975 | 0.010659 | 0.00050681 | 0.45337 | 0.50875 | 0.60375 | 0.00050688 | 0.0005005 | 0.5005 | 0.0075156 | 0.00054659 | 0.0005005 | 0.0070628 | 0.51698 | 0.010598 | 0.0069695 | 0.0069695 | 0.0069695 | 0.47045 | 0 | 0.020137 | 0.51025 | 0.51025 | 0.44761 | 0.0050681 | 0.47823 | 0.6165 | 0.644 | 0.77169 | 0.56425 | 0.505 | 0.505 | 0.505 | 0.5075 | 0.50775 | 0.5075 | 0.50775 | 0.5075 | 0.0069816 | 0.0069781 | 0.665 | 0.5125 | 0.5125 | 0.5125 | 0.5125 | 0.5125 | 0.5525 | 0.03132 | 0.038604 | 0.013612 | 0.0027875 | 0.0069317 | 0.0082261 | 0.00050681 | 0.0025396 | 0.00050681 | 0.0074473 | 0.00050681 | 0.00099925 | 0.00051366 | 0.27916 | 0.032897 | 0.50687 | 0.0070628 | 0.0069781 | 0.0069781 | 0 | 0.027315 | 0.03139 | 0.031143 | 0.019684 | 0.0098657 | 0.013686 | 0.0083998 | 0.0087745 | 0.010514 | 0.0076879 | 0.0050681 | 0.0050681 | 0.0050681 | 0.5075 | 0.50775 | 0.5075 | 0.50775 | 0.5075 | 0.015334 | 0.014841 | 0.0090606 | 0.15063 | 0.0069828 | 0.0069828 | 0.13776 | 0.024975 | 0.24165 | 0.03132 | 0.038604 | 0.013612 | 0.0027875 | 0.0069317 | 0.0082261 | 0.00050681 | 0.0027793 | 0.00050681 | 0.0074473 | 0.00050681 | 0.00099925 | 0.044611 | 0.041266 | 0.032897 | 0.0136 | 0.0355 | 0.0136 | 0.0136 | 0 | 0.02711 | 0.03139 | 0.031143 | 0.019684 | 0.0098657 | 0.013686 | 0.0083998 | 0.0087745 | 0.010514 | 0.0076879 | 0.0050681 | 0.0050681 | 0.0050681 | 0.0069147 | 0.0069181 | 0.0069147 | 0.0069181 | 0.0069147 | 0.015095 | 0.014616 | 0.0090606 | 0.069709 | 0.0069828 | 0.0069828 | 0.05508 | 0.024975 | 0.13907 | 0.039034 | 0.017866 | 0.013605 | 0.0054261 | 0.033259 | 0.25924 | 0.00098651 | 0.00099901 | 0.00098657 | 0.091388 | 0.0020441 | 0.00099848 | 0.027284 | 0.041232 | 0.032905 | 0.013565 | 0.013565 | 0.027243 | 0.013548 | 0 | 0.027268 | 0.031056 | 0.031056 | 0.019516 | 0.0098657 | 0.027585 | 0.22838 | 0.28226 | 0.53247 | 0.12599 | 0.025477 | 0.025477 | 0.0098657 | 0.035786 | 0.043025 | 0.035786 | 0.036529 | 0.035786 | 0.015279 | 0.014789 | 0.32341 | 0.069505 | 0.024587 | 0.024587 | 0.055027 | 0.041365 | 0.13901 | 0.029771 | 0.067841 | 0.013605 | 0.0054261 | 0.017239 | 0.20339 | 0.00098657 | 0.0034716 | 0.00098657 | 0.091392 | 0.00098657 | 0.00099901 | 0.027271 | 0.034946 | 0.032341 | 0.070461 | 0.035999 | 0.047302 | 0.047302 | 0 | 0.027107 | 0.055539 | 0.055079 | 0.019516 | 0.0098657 | 0.020879 | 0.22838 | 0.28226 | 0.53247 | 0.12599 | 0.0098657 | 0.0098657 | 0.0098657 | 0.014789 | 0.015279 | 0.014789 | 0.015279 | 0.014789 | 0.015091 | 0.014612 | 0.32341 | 0.089371 | 0.024587 | 0.024587 | 0.064239 | 0.024963 | 0.14662 | 0.029771 | 0.067841 | 0.013605 | 0.0054261 | 0.017239 | 0.20339 | 0.00098657 | 0.0039804 | 0.00098657 | 0.091392 | 0.00098657 | 0.00099901 | 0.027271 | 0.041698 | 0.032341 | 0.013548 | 0.070788 | 0.013548 | 0.013548 | 0 | 0.026856 | 0.055539 | 0.055079 | 0.019516 | 0.0098657 | 0.020879 | 0.22838 | 0.28227 | 0.53247 | 0.12599 | 0.0098657 | 0.0098657 | 0.0098657 | 0.014789 | 0.015279 | 0.014789 | 0.015279 | 0.014789 | 0.014798 | 0.014336 | 0.32342 | 0.091555 | 0.024587 | 0.024587 | 0.066527 | 0.024963 | 0.14946 | 0.029771 | 0.067841 | 0.013605 | 0.0054261 | 0.017239 | 0.20339 | 0.00098657 | 0.0034716 | 0.00098657 | 0.091392 | 0.00098657 | 0.00099901 | 0.027271 | 0.041706 | 0.032341 | 0.013565 | 0.013565 | 0.047247 | 0.040697 | 0 | 0.027268 | 0.055539 | 0.055079 | 0.019516 | 0.0098657 | 0.020879 | 0.22838 | 0.28227 | 0.53247 | 0.12599 | 0.0098657 | 0.0098657 | 0.0098657 | 0.014789 | 0.015279 | 0.014789 | 0.015279 | 0.014789 | 0.015279 | 0.014789 | 0.32342 | 0.091558 | 0.024587 | 0.024587 | 0.06653 | 0.024963 | 0.14946 | 0.029771 | 0.067841 | 0.013605 | 0.0054261 | 0.017239 | 0.20339 | 0.00098657 | 0.0034716 | 0.00098657 | 0.091392 | 0.00098657 | 0.00099901 | 0.027271 | 0.034946 | 0.032341 | 0.070274 | 0.035987 | 0.047179 | 0.047179 | 0 | 0.027107 | 0.055539 | 0.055079 | 0.019516 | 0.0098657 | 0.020879 | 0.22838 | 0.28227 | 0.53247 | 0.12599 | 0.0098657 | 0.0098657 | 0.0098657 | 0.014789 | 0.015279 | 0.014789 | 0.015279 | 0.014789 | 0.015091 | 0.014612 | 0.32342 | 0.089371 | 0.024587 | 0.024587 | 0.064239 | 0.024963 | 0.14662 | 0.029771 | 0.067841 | 0.013605 | 0.0054261 | 0.017239 | 0.20339 | 0.00098657 | 0.0039804 | 0.00098657 | 0.091392 | 0.00098657 | 0.00099901 | 0.027271 | 0.041698 | 0.032341 | 0.013548 | 0.070763 | 0.013548 | 0.013548 | 0 |  | 0.055539 | 0.055079 | 0.019516 | 0.0098657 | 0.020879 | 0.22838 | 0.28227 | 0.53247 | 0.12599 | 0.0098657 | 0.0098657 | 0.0098657 | 0.014789 | 0.015279 | 0.014789 | 0.015279 | 0.014789 | 0.014798 | 0.014337 | 0.32342 | 0.091555 | 0.024587 | 0.024587 | 0.066527 | 0.024963 | 0.14946 | 0.10991 | 0.081936 |  |  | 5 | 0.057356 |  |  | 5 | 0.057518 |  | -0.00016168
0: connectors | 0.50975 | 0.010659 | 0.00050681 | 0.50275 | 0.50875 | 0.60375 | 0.072241 | 0.00050688 | 0.0005005 | 0.54659 | 0.00054659 | 0.0005005 | 0.51366 | 0.0071085 | 0.010598 | 0.0069816 | 0.50688 | 0.0069816 | 0.0069816 | 0 | 0.50687 | 0.51025 | 0.51025 | 0.51 | 0.0050681 | 0.47823 | 0.6165 | 0.644 | 0.77169 | 0.56425 | 0.505 | 0.505 | 0.505 | 0.5075 | 0.0069816 | 0.5075 | 1 | 0.0069781 | 0.0069816 | 0.0069781 | 0.022589 | 0.012925 | 0.012925 | 0.012925 | 0.012925 | 0.5125 | 0.018767 | 0.50975 | 0.010659 | 0.00050681 | 0.45337 | 0.50875 | 0.60375 | 0.00050688 | 0.0005005 | 0.5005 | 0.0075156 | 0.00054659 | 0.0005005 | 0.0070628 | 0.51698 | 0.010598 | 0.0069695 | 0.0069695 | 0.0069695 | 0.47045 | 0 | 0.020137 | 0.51025 | 0.51025 | 0.44761 | 0.0050681 | 0.47823 | 0.6165 | 0.644 | 0.77169 | 0.56425 | 0.505 | 0.505 | 0.505 | 0.5075 | 0.50775 | 0.5075 | 0.50775 | 0.5075 | 0.0069816 | 0.0069781 | 0.665 | 0.5125 | 0.5125 | 0.5125 | 0.5125 | 0.5125 | 0.5525 | 0.03132 | 0.038604 | 0.013612 | 0.0027875 | 0.0069317 | 0.0082261 | 0.00050681 | 0.0025396 | 0.00050681 | 0.0074473 | 0.00050681 | 0.00099925 | 0.00051366 | 0.27916 | 0.032897 | 0.50687 | 0.0070628 | 0.0069781 | 0.0069781 | 0 | 0.027315 | 0.03139 | 0.031143 | 0.019684 | 0.0098657 | 0.013686 | 0.0083998 | 0.0087745 | 0.010514 | 0.0076879 | 0.0050681 | 0.0050681 | 0.0050681 | 0.5075 | 0.50775 | 0.5075 | 0.50775 | 0.5075 | 0.015334 | 0.014841 | 0.0090606 | 0.15063 | 0.0069828 | 0.0069828 | 0.13776 | 0.024975 | 0.24165 | 0.03132 | 0.038604 | 0.013612 | 0.0027875 | 0.0069317 | 0.0082261 | 0.00050681 | 0.0027793 | 0.00050681 | 0.0074473 | 0.00050681 | 0.00099925 | 0.044611 | 0.041266 | 0.032897 | 0.0136 | 0.0355 | 0.0136 | 0.0136 | 0 | 0.02711 | 0.03139 | 0.031143 | 0.019684 | 0.0098657 | 0.013686 | 0.0083998 | 0.0087745 | 0.010514 | 0.0076879 | 0.0050681 | 0.0050681 | 0.0050681 | 0.0069147 | 0.0069181 | 0.0069147 | 0.0069181 | 0.0069147 | 0.015095 | 0.014616 | 0.0090606 | 0.069709 | 0.0069828 | 0.0069828 | 0.05508 | 0.024975 | 0.13907 | 0.039034 | 0.017866 | 0.013605 | 0.0054261 | 0.033259 | 0.25924 | 0.00098651 | 0.00099901 | 0.00098657 | 0.091388 | 0.0020441 | 0.00099848 | 0.027284 | 0.041232 | 0.032905 | 0.013565 | 0.013565 | 0.027243 | 0.013548 | 0 | 0.027268 | 0.031056 | 0.031056 | 0.019516 | 0.0098657 | 0.027585 | 0.22838 | 0.28226 | 0.53247 | 0.12599 | 0.025477 | 0.025477 | 0.0098657 | 0.035786 | 0.043025 | 0.035786 | 0.036529 | 0.035786 | 0.015279 | 0.014789 | 0.32341 | 0.069505 | 0.024587 | 0.024587 | 0.055027 | 0.041365 | 0.13901 | 0.029771 | 0.067841 | 0.013605 | 0.0054261 | 0.017239 | 0.20339 | 0.00098657 | 0.0034716 | 0.00098657 | 0.091392 | 0.00098657 | 0.00099901 | 0.027271 | 0.034946 | 0.032341 | 0.070461 | 0.035999 | 0.047302 | 0.047302 | 0 | 0.027107 | 0.055539 | 0.055079 | 0.019516 | 0.0098657 | 0.020879 | 0.22838 | 0.28226 | 0.53247 | 0.12599 | 0.0098657 | 0.0098657 | 0.0098657 | 0.014789 | 0.015279 | 0.014789 | 0.015279 | 0.014789 | 0.015091 | 0.014612 | 0.32341 | 0.089371 | 0.024587 | 0.024587 | 0.064239 | 0.024963 | 0.14662 | 0.029771 | 0.067841 | 0.013605 | 0.0054261 | 0.017239 | 0.20339 | 0.00098657 | 0.0039804 | 0.00098657 | 0.091392 | 0.00098657 | 0.00099901 | 0.027271 | 0.041698 | 0.032341 | 0.013548 | 0.070788 | 0.013548 | 0.013548 | 0 | 0.026856 | 0.055539 | 0.055079 | 0.019516 | 0.0098657 | 0.020879 | 0.22838 | 0.28227 | 0.53247 | 0.12599 | 0.0098657 | 0.0098657 | 0.0098657 | 0.014789 | 0.015279 | 0.014789 | 0.015279 | 0.014789 | 0.014798 | 0.014336 | 0.32342 | 0.091555 | 0.024587 | 0.024587 | 0.066527 | 0.024963 | 0.14946 | 0.029771 | 0.067841 | 0.013605 | 0.0054261 | 0.017239 | 0.20339 | 0.00098657 | 0.0034716 | 0.00098657 | 0.091392 | 0.00098657 | 0.00099901 | 0.027271 | 0.041706 | 0.032341 | 0.013565 | 0.013565 | 0.047247 | 0.040697 | 0 | 0.027268 | 0.055539 | 0.055079 | 0.019516 | 0.0098657 | 0.020879 | 0.22838 | 0.28227 | 0.53247 | 0.12599 | 0.0098657 | 0.0098657 | 0.0098657 | 0.014789 | 0.015279 | 0.014789 | 0.015279 | 0.014789 | 0.015279 | 0.014789 | 0.32342 | 0.091558 | 0.024587 | 0.024587 | 0.06653 | 0.024963 | 0.14946 | 0.029771 | 0.067841 | 0.013605 | 0.0054261 | 0.017239 | 0.20339 | 0.00098657 | 0.0034716 | 0.00098657 | 0.091392 | 0.00098657 | 0.00099901 | 0.027271 | 0.034946 | 0.032341 | 0.070274 | 0.035987 | 0.047179 | 0.047179 | 0 | 0.027107 | 0.055539 | 0.055079 | 0.019516 | 0.0098657 | 0.020879 | 0.22838 | 0.28227 | 0.53247 | 0.12599 | 0.0098657 | 0.0098657 | 0.0098657 | 0.014789 | 0.015279 | 0.014789 | 0.015279 | 0.014789 | 0.015091 | 0.014612 | 0.32342 | 0.089371 | 0.024587 | 0.024587 | 0.064239 | 0.024963 | 0.14662 | 0.029771 | 0.067841 | 0.013605 | 0.0054261 | 0.017239 | 0.20339 | 0.00098657 | 0.0039804 | 0.00098657 | 0.091392 | 0.00098657 | 0.00099901 | 0.027271 | 0.041698 | 0.032341 | 0.013548 | 0.070763 | 0.013548 | 0.013548 | 0 |  | 0.055539 | 0.055079 | 0.019516 | 0.0098657 | 0.020879 | 0.22838 | 0.28227 | 0.53247 | 0.12599 | 0.0098657 | 0.0098657 | 0.0098657 | 0.014789 | 0.015279 | 0.014789 | 0.015279 | 0.014789 | 0.014798 | 0.014337 | 0.32342 | 0.091555 | 0.024587 | 0.024587 | 0.066527 | 0.024963 | 0.14946 | 0.10991 | 0.082407 |  |  | 6 | 0.057062 |  |  | 6 | 0.056813 |  | 0.00024907
0: clump weights or floats | 0.50975 | 0.50975 | 0.00050681 | 0.0027775 | 0.50875 | 0.60375 | 0.00050688 | 0.19583 | 0.000505 | 0.0075156 | 0.5005 | 0.0005005 | 0.0070628 | 0.0071085 | 0.51698 | 0.0069781 | 0.0069781 | 0.0069695 | 0.50687 | 0 | 0.50687 | 0.010598 | 0.010598 | 0.51 | 0.0050681 | 0.47823 | 0.0033908 | 0.003542 | 0.0042443 | 0.0031034 | 0.0050688 | 0.0050688 | 0.0027775 | 0.0069781 | 0.50775 | 0.0069781 | 0.0069816 | 1 | 0.0069816 | 0.0069781 | 0.022589 | 0.012925 | 0.012925 | 0.012925 | 0.012925 | 0.010506 | 0.018767 | 0.03664 | 0.010659 | 0.00050681 | 0.0027875 | 0.50875 | 0.60375 | 0.00051025 | 0.0005005 | 0.00050681 | 0.0075156 | 0.00054659 | 0.00099923 | 0.0070628 | 0.51698 | 0.021873 | 0.0069695 | 0.0069695 | 0.0069695 |  | 0 | 0.020137 | 0.51025 | 0.51025 | 0.019684 | 0.0099294 | 0.22307 | 0.0083998 | 0.0087745 | 0.010514 | 0.0076879 | 0.505 | 0.505 | 0.0050681 | 0.5075 | 0.50775 | 0.5075 | 0.50775 | 0.5075 | 0.0069816 | 0.0069781 | 0.0090606 | 0.44068 | 0.0069828 | 0.0069828 | 0.36486 | 0.27401 | 0.44721 | 0.063883 | 0.014255 | 0.012671 | 0.0027875 | 0.50875 | 0.60375 | 0.072241 | 0.00050688 | 0.03745 | 0.54659 | 0.054649 | 0.00097223 | 0.51366 | 0.0071085 | 0.031081 | 0.0069781 | 0.50688 | 0.0069781 | 0.0069781 | 0 | 0.023708 | 0.11028 | 0.11028 | 0.24851 | 0.0098702 | 0.22307 | 0.0083998 | 0.0087745 | 0.010514 | 0.0076879 | 0.47986 | 0.47986 | 0.0050681 | 0.5075 | 0.0069816 | 0.5075 | 0.50775 | 0.0069781 | 0.01113 | 0.010883 | 0.665 | 0.024493 | 0.5125 | 0.5125 | 0.024493 | 0.10269 | 0.10262 | 0.029238 | 0.018532 | 0.013612 | 0.012142 | 0.019286 | 0.22131 | 0.00050688 | 0.00099925 | 0.0027078 | 0.0075156 | 0.00095035 | 0.00099903 | 0.0070628 | 0.037821 | 0.033101 | 0.0069695 | 0.0069695 | 0.013609 | 0.068665 | 0 | 0.027316 | 0.022548 | 0.022548 | 0.094749 | 0.0098657 | 0.021944 | 0.2493 | 0.30422 | 0.55921 | 0.14496 | 0.01354 | 0.01354 | 0.015717 | 0.02058 | 0.024609 | 0.02058 | 0.021149 | 0.02058 | 0.015335 | 0.014842 | 0.37185 | 0.060511 | 0.067586 | 0.067586 | 0.049815 | 0.036707 | 0.1339 | 0.029769 | 0.067869 | 0.013605 | 0.0054286 | 0.017248 | 0.20358 | 0.00098702 | 0.0039836 | 0.00098702 | 0.091472 | 0.00098702 | 0.00099901 | 0.027284 | 0.047528 | 0.032341 | 0.025639 | 0.013385 | 0.013574 | 0.013574 | 0 | 0.02727 | 0.055562 | 0.055102 | 0.019516 | 0.0098657 | 0.020886 | 0.22859 | 0.28252 | 0.53297 | 0.1261 | 0.0098702 | 0.0098702 | 0.0098702 | 0.02874 | 0.029487 | 0.02874 | 0.029487 | 0.02874 | 0.015281 | 0.014791 | 0.32371 | 0.093461 | 0.024604 | 0.024604 | 0.068514 | 0.024963 | 0.15192 | 0.029771 | 0.067841 | 0.013605 | 0.0054261 | 0.017239 | 0.20339 | 0.00098657 | 0.0039804 | 0.00098657 | 0.091392 | 0.00098657 | 0.00099901 | 0.048124 | 0.041697 | 0.032341 | 0.013548 | 0.04807 | 0.013548 | 0.013548 | 0 | 0.02702 | 0.055539 | 0.055079 | 0.019516 | 0.0098657 | 0.020879 | 0.22838 | 0.28226 | 0.53247 | 0.12599 | 0.0098657 | 0.0098657 | 0.0098657 | 0.014789 | 0.015279 | 0.014789 | 0.015279 | 0.014789 | 0.014989 | 0.014516 | 0.32341 | 0.091555 | 0.024587 | 0.024587 | 0.066527 | 0.024963 | 0.14946 | 0.039034 | 0.017866 | 0.013605 | 0.0054261 | 0.033257 | 0.25924 | 0.00098654 | 0.00099901 | 0.00098657 | 0.091392 | 0.0020439 | 0.00099848 | 0.027271 | 0.041232 | 0.032905 | 0.013565 | 0.013565 | 0.027221 | 0.013548 | 0 | 0.027268 | 0.031056 | 0.031056 | 0.019516 | 0.0098657 | 0.027584 | 0.22838 | 0.28227 | 0.53247 | 0.12599 | 0.025475 | 0.025475 | 0.0098657 | 0.035779 | 0.043019 | 0.035779 | 0.036522 | 0.035779 | 0.015279 | 0.014789 | 0.32342 | 0.069506 | 0.024587 | 0.024587 | 0.055028 | 0.041365 | 0.13901 | 0.029771 | 0.067841 | 0.013605 | 0.0054261 | 0.017239 | 0.20339 | 0.00098657 | 0.0034716 | 0.00098657 | 0.091392 | 0.00098657 | 0.00099901 | 0.027271 | 0.034946 | 0.032341 | 0.070417 | 0.035999 | 0.047258 | 0.047258 | 0 | 0.027107 | 0.055539 | 0.055079 | 0.019516 | 0.0098657 | 0.020879 | 0.22838 | 0.28227 | 0.53247 | 0.12599 | 0.0098657 | 0.0098657 | 0.0098657 | 0.014789 | 0.015279 | 0.014789 | 0.015279 | 0.014789 | 0.015091 | 0.014612 | 0.32342 | 0.089371 | 0.024587 | 0.024587 | 0.064239 | 0.024963 | 0.14662 | 0.029771 | 0.067841 | 0.013605 | 0.0054261 | 0.017239 | 0.20339 | 0.00098657 | 0.0039804 | 0.00098657 | 0.091392 | 0.00098657 | 0.00099901 | 0.027271 | 0.041698 | 0.032341 | 0.013548 | 0.070768 | 0.013548 | 0.013548 | 0 | 0.026856 | 0.055539 | 0.055079 | 0.019516 | 0.0098657 | 0.020879 | 0.22838 | 0.28227 | 0.53247 | 0.12599 | 0.0098657 | 0.0098657 | 0.0098657 | 0.014789 | 0.015279 | 0.014789 | 0.015279 | 0.014789 | 0.014798 | 0.014336 | 0.32342 | 0.091555 | 0.024587 | 0.024587 | 0.066527 | 0.024963 | 0.14946 | 0.029771 | 0.067841 | 0.013605 | 0.0054261 | 0.017239 | 0.20339 | 0.00098657 | 0.0034716 | 0.00098657 | 0.091392 | 0.00098657 | 0.00099901 | 0.027271 | 0.041706 | 0.032341 | 0.013565 | 0.013565 | 0.047247 | 0.040697 | 0 | 0.027268 | 0.055539 | 0.055079 | 0.019516 | 0.0098657 | 0.020879 | 0.22838 | 0.28227 | 0.53247 | 0.12599 | 0.0098657 | 0.0098657 | 0.0098657 | 0.014789 | 0.015279 | 0.014789 | 0.015279 | 0.014789 | 0.015279 | 0.014789 | 0.32342 | 0.091558 | 0.024587 | 0.024587 | 0.06653 | 0.024963 | 0.14946 | 0.093144 | 0.068665 |  |  | 7 | 0.028879 |  |  | 7 | 0.057213 |  | -0.028335
0: single anchor | 0.50975 | 0.010659 | 0.00050681 | 0.50275 | 0.50875 | 0.60375 | 0.072241 | 0.00050688 | 0.0005005 | 0.54659 | 0.00054659 | 0.0005005 | 0.51366 | 0.0071085 | 0.0071085 | 0.0069816 | 0.50688 | 0.0069816 | 0.0069816 | 0 | 0.0069816 | 0.51025 | 0.51025 | 0.51 | 0.0050681 | 0.47823 | 0.6165 | 0.644 | 0.77169 | 0.56425 | 0.505 | 0.505 | 0.505 | 0.5075 | 0.0069816 | 0.5075 | 0.50775 | 0.0069781 | 1 | 0.0069781 | 0.022589 | 0.5125 | 0.5125 | 0.5125 | 0.5125 | 0.5125 | 0.5525 | 0.025187 | 0.010659 | 0.00050681 | 0.45337 | 0.50875 | 0.60375 | 0.00050688 | 0.0005005 | 0.5005 | 0.0075156 | 0.00054659 | 0.00099923 | 0.0070628 | 0.51698 | 0.010598 | 0.0069695 | 0.0069695 | 0.0069695 | 0.47045 | 0 | 0.020137 | 0.51025 | 0.51025 | 0.44761 | 0.0050681 | 0.47823 | 0.6165 | 0.644 | 0.77169 | 0.56425 | 0.505 | 0.505 | 0.505 | 0.5075 | 0.50775 | 0.5075 | 0.50775 | 0.5075 | 0.0069816 | 0.0069781 | 0.665 | 0.5125 | 0.5125 | 0.5125 | 0.5125 | 0.5125 | 0.5525 | 0.03132 | 0.038604 | 0.013612 | 0.0027875 | 0.0069317 | 0.0082261 | 0.00050681 | 0.0025396 | 0.00050681 | 0.0074473 | 0.00050681 | 0.00099925 | 0.00051366 | 0.27916 | 0.032897 | 0.50687 | 0.0070628 | 0.0069781 | 0.0069781 | 0 | 0.027315 | 0.03139 | 0.031143 | 0.019684 | 0.0098657 | 0.013686 | 0.0083998 | 0.0087745 | 0.010514 | 0.0076879 | 0.0050681 | 0.0050681 | 0.0050681 | 0.5075 | 0.50775 | 0.5075 | 0.50775 | 0.5075 | 0.015334 | 0.014841 | 0.0090606 | 0.15063 | 0.0069828 | 0.0069828 | 0.13776 | 0.024975 | 0.24165 | 0.03132 | 0.038604 | 0.013612 | 0.0027875 | 0.0069317 | 0.0082261 | 0.00050681 | 0.0027793 | 0.00050681 | 0.0074473 | 0.00050681 | 0.00099925 | 0.044611 | 0.041266 | 0.032897 | 0.0136 | 0.0355 | 0.0136 | 0.0136 | 0 | 0.02711 | 0.03139 | 0.031143 | 0.019684 | 0.0098657 | 0.013686 | 0.0083998 | 0.0087745 | 0.010514 | 0.0076879 | 0.0050681 | 0.0050681 | 0.0050681 | 0.0069147 | 0.0069181 | 0.0069147 | 0.0069181 | 0.0069147 | 0.015095 | 0.014616 | 0.0090606 | 0.069709 | 0.0069828 | 0.0069828 | 0.05508 | 0.024975 | 0.13907 | 0.039034 | 0.017866 | 0.013605 | 0.0054261 | 0.033259 | 0.25924 | 0.00098651 | 0.00099901 | 0.00098657 | 0.091388 | 0.0020441 | 0.00099848 | 0.027284 | 0.041232 | 0.032905 | 0.013565 | 0.013565 | 0.027243 | 0.013548 | 0 | 0.027268 | 0.031056 | 0.031056 | 0.019516 | 0.0098657 | 0.027585 | 0.22838 | 0.28226 | 0.53247 | 0.12599 | 0.025477 | 0.025477 | 0.0098657 | 0.035786 | 0.043025 | 0.035786 | 0.036529 | 0.035786 | 0.015279 | 0.014789 | 0.32341 | 0.069505 | 0.024587 | 0.024587 | 0.055027 | 0.041365 | 0.13901 | 0.029771 | 0.067841 | 0.013605 | 0.0054261 | 0.017239 | 0.20339 | 0.00098657 | 0.0034716 | 0.00098657 | 0.091392 | 0.00098657 | 0.00099901 | 0.027271 | 0.034946 | 0.032341 | 0.070461 | 0.035999 | 0.047302 | 0.047302 | 0 | 0.027107 | 0.055539 | 0.055079 | 0.019516 | 0.0098657 | 0.020879 | 0.22838 | 0.28226 | 0.53247 | 0.12599 | 0.0098657 | 0.0098657 | 0.0098657 | 0.014789 | 0.015279 | 0.014789 | 0.015279 | 0.014789 | 0.015091 | 0.014612 | 0.32341 | 0.089371 | 0.024587 | 0.024587 | 0.064239 | 0.024963 | 0.14662 | 0.029771 | 0.067841 | 0.013605 | 0.0054261 | 0.017239 | 0.20339 | 0.00098657 | 0.0039804 | 0.00098657 | 0.091392 | 0.00098657 | 0.00099901 | 0.027271 | 0.041698 | 0.032341 | 0.013548 | 0.070788 | 0.013548 | 0.013548 | 0 | 0.026856 | 0.055539 | 0.055079 | 0.019516 | 0.0098657 | 0.020879 | 0.22838 | 0.28227 | 0.53247 | 0.12599 | 0.0098657 | 0.0098657 | 0.0098657 | 0.014789 | 0.015279 | 0.014789 | 0.015279 | 0.014789 | 0.014798 | 0.014336 | 0.32342 | 0.091555 | 0.024587 | 0.024587 | 0.066527 | 0.024963 | 0.14946 | 0.029771 | 0.067841 | 0.013605 | 0.0054261 | 0.017239 | 0.20339 | 0.00098657 | 0.0034716 | 0.00098657 | 0.091392 | 0.00098657 | 0.00099901 | 0.027271 | 0.041706 | 0.032341 | 0.013565 | 0.013565 | 0.047247 | 0.040697 | 0 | 0.027268 | 0.055539 | 0.055079 | 0.019516 | 0.0098657 | 0.020879 | 0.22838 | 0.28227 | 0.53247 | 0.12599 | 0.0098657 | 0.0098657 | 0.0098657 | 0.014789 | 0.015279 | 0.014789 | 0.015279 | 0.014789 | 0.015279 | 0.014789 | 0.32342 | 0.091558 | 0.024587 | 0.024587 | 0.06653 | 0.024963 | 0.14946 | 0.029771 | 0.067841 | 0.013605 | 0.0054261 | 0.017239 | 0.20339 | 0.00098657 | 0.0034716 | 0.00098657 | 0.091392 | 0.00098657 | 0.00099901 | 0.027271 | 0.034946 | 0.032341 | 0.070274 | 0.035987 | 0.047179 | 0.047179 | 0 | 0.027107 | 0.055539 | 0.055079 | 0.019516 | 0.0098657 | 0.020879 | 0.22838 | 0.28227 | 0.53247 | 0.12599 | 0.0098657 | 0.0098657 | 0.0098657 | 0.014789 | 0.015279 | 0.014789 | 0.015279 | 0.014789 | 0.015091 | 0.014612 | 0.32342 | 0.089371 | 0.024587 | 0.024587 | 0.064239 | 0.024963 | 0.14662 | 0.029771 | 0.067841 | 0.013605 | 0.0054261 | 0.017239 | 0.20339 | 0.00098657 | 0.0039804 | 0.00098657 | 0.091392 | 0.00098657 | 0.00099901 | 0.027271 | 0.041698 | 0.032341 | 0.013548 | 0.070763 | 0.013548 | 0.013548 | 0 |  | 0.055539 | 0.055079 | 0.019516 | 0.0098657 | 0.020879 | 0.22838 | 0.28227 | 0.53247 | 0.12599 | 0.0098657 | 0.0098657 | 0.0098657 | 0.014789 | 0.015279 | 0.014789 | 0.015279 | 0.014789 | 0.014798 | 0.014337 | 0.32342 | 0.091555 | 0.024587 | 0.024587 | 0.066527 | 0.024963 | 0.14946 | 0.11427 | 0.014903 |  |  | 8 | 0.068369 |  |  | 8 | 0.057378 |  | 0.010991
0: shared anchor | 0.025187 | 0.010659 | 0.00050681 | 0.27975 | 0.50875 | 0.60375 | 0.072241 | 0.00050688 | 0.0005005 | 0.54659 | 0.00054659 | 0.00099923 | 0.51366 | 0.0071085 | 0.0071085 | 0.0069781 | 0.50688 | 0.0069781 | 0.0069781 | 0 | 0.0069781 | 0.51025 | 0.51025 | 0.51 | 0.0099294 | 0.22307 | 0.24064 | 0.29606 | 0.5534 | 0.13534 | 0.505 | 0.505 | 0.010526 | 0.5075 | 0.0069816 | 0.5075 | 0.50775 | 0.0069781 | 0.0069816 | 1 | 0.022589 | 0.5125 | 0.5125 | 0.5125 | 0.5125 | 0.5125 | 0.5525 | 0.025187 | 0.010659 | 0.00050681 | 0.14466 | 0.50875 | 0.60375 | 0.00050688 | 0.0005005 | 0.02655 | 0.0075156 | 0.00054659 | 0.00099923 | 0.0070628 | 0.51698 | 0.021873 | 0.0069695 | 0.0069695 | 0.0069695 | 0.47045 | 0 | 0.020137 | 0.51025 | 0.51025 | 0.37714 | 0.0099294 | 0.22307 | 0.24129 | 0.2968 | 0.55457 | 0.13581 | 0.505 | 0.505 | 0.010746 | 0.5075 | 0.50775 | 0.5075 | 0.50775 | 0.5075 | 0.0069816 | 0.0069781 | 0.62755 | 0.44068 | 0.44131 | 0.44131 | 0.36486 | 0.27401 | 0.44721 | 0.025187 | 0.010659 | 0.00050681 | 0.14407 | 0.50875 | 0.60375 | 0.072241 | 0.00050688 | 0.0005005 | 0.54659 | 0.00054659 | 0.00099923 | 0.51366 | 0.0071085 | 0.021873 | 0.0069781 | 0.50688 | 0.0069781 | 0.0069781 | 0 | 0.020137 | 0.51025 | 0.51025 | 0.033685 | 0.0099294 | 0.22307 | 0.24129 | 0.2968 | 0.55457 | 0.13581 | 0.505 | 0.505 | 0.010746 | 0.5075 | 0.0069816 | 0.5075 | 0.50775 | 0.0069781 | 0.0069816 | 0.0069781 | 0.022589 | 0.012925 | 0.012925 | 0.012925 | 0.012925 | 0.27401 | 0.018767 | 0.025187 | 0.010659 | 0.00050681 | 0.14466 | 0.50875 | 0.60375 | 0.00050688 | 0.0005005 | 0.02655 | 0.0075156 | 0.00054659 | 0.00099923 | 0.0070628 | 0.51698 | 0.021873 | 0.0069695 | 0.0069695 | 0.0069695 | 0.47121 | 0 | 0.020137 | 0.51025 | 0.51025 | 0.37714 | 0.0099294 | 0.22307 | 0.24129 | 0.2968 | 0.55457 | 0.13581 | 0.505 | 0.505 | 0.010746 | 0.5075 | 0.50775 | 0.5075 | 0.50775 | 0.5075 | 0.0069816 | 0.0069781 | 0.62755 | 0.44068 | 0.44131 | 0.44131 | 0.36486 | 0.27401 | 0.44721 | 0.02975 | 0.068236 | 0.013605 | 0.0054612 | 0.017375 | 0.20599 | 0.00099294 | 0.0039994 | 0.00099294 | 0.092507 | 0.00099294 | 0.000999 | 0.00051366 | 0.043523 | 0.032334 | 0.017315 | 0.013559 | 0.0136 | 0.0136 | 0 | 0.027268 | 0.055862 | 0.055399 | 0.019514 | 0.0098657 | 0.020978 | 0.2313 | 0.2859 | 0.5394 | 0.12756 | 0.0099294 | 0.0099294 | 0.0099294 | 0.015651 | 0.016164 | 0.015651 | 0.016164 | 0.015651 | 0.015279 | 0.01479 | 0.32759 | 0.092432 | 0.024821 | 0.024821 | 0.067297 | 0.024963 | 0.15036 | 0.02975 | 0.068236 | 0.013605 | 0.0054612 | 0.017375 | 0.20599 | 0.00099294 | 0.0039982 | 0.00099294 | 0.092507 | 0.00099294 | 0.000999 | 0.048192 | 0.041729 | 0.032334 | 0.0136 | 0.048257 | 0.0136 | 0.0136 | 0 | 0.027018 | 0.055862 | 0.055399 | 0.019514 | 0.0098657 | 0.020978 | 0.2313 | 0.2859 | 0.5394 | 0.12756 | 0.0099294 | 0.0099294 | 0.0099294 | 0.014894 | 0.01539 | 0.014894 | 0.01539 | 0.014894 | 0.014988 | 0.014515 | 0.32759 | 0.091852 | 0.024821 | 0.024821 | 0.066689 | 0.024963 | 0.14961 | 0.039034 | 0.017866 | 0.013605 | 0.0054261 | 0.033256 | 0.25924 | 0.00098651 | 0.00099901 | 0.00098657 | 0.091388 | 0.0020439 | 0.00099848 | 0.027271 | 0.041232 | 0.032905 | 0.013565 | 0.013565 | 0.02722 | 0.013548 | 0 | 0.027268 | 0.031056 | 0.031056 | 0.019516 | 0.0098657 | 0.027583 | 0.22838 | 0.28227 | 0.53247 | 0.12599 | 0.025474 | 0.025474 | 0.0098657 | 0.035779 | 0.043018 | 0.035779 | 0.036522 | 0.035779 | 0.015279 | 0.014789 | 0.32342 | 0.069505 | 0.024587 | 0.024587 | 0.055027 | 0.041364 | 0.13901 | 0.029771 | 0.067841 | 0.013605 | 0.0054261 | 0.017239 | 0.20339 | 0.00098657 | 0.0034716 | 0.00098657 | 0.091392 | 0.00098657 | 0.00099901 | 0.027271 | 0.034946 | 0.032341 | 0.070417 | 0.035999 | 0.047257 | 0.047257 | 0 | 0.027107 | 0.055539 | 0.055079 | 0.019516 | 0.0098657 | 0.020879 | 0.22838 | 0.28227 | 0.53247 | 0.12599 | 0.0098657 | 0.0098657 | 0.0098657 | 0.014789 | 0.015279 | 0.014789 | 0.015279 | 0.014789 | 0.015091 | 0.014612 | 0.32342 | 0.089371 | 0.024587 | 0.024587 | 0.064239 | 0.024963 | 0.14662 | 0.029771 | 0.067841 | 0.013605 | 0.0054261 | 0.017239 | 0.20339 | 0.00098657 | 0.0039804 | 0.00098657 | 0.091392 | 0.00098657 | 0.00099901 | 0.027271 | 0.041698 | 0.032341 | 0.013548 | 0.070767 | 0.013548 | 0.013548 | 0 | 0.026856 | 0.055539 | 0.055079 | 0.019516 | 0.0098657 | 0.020879 | 0.22838 | 0.28227 | 0.53247 | 0.12599 | 0.0098657 | 0.0098657 | 0.0098657 | 0.014789 | 0.015279 | 0.014789 | 0.015279 | 0.014789 | 0.014798 | 0.014336 | 0.32342 | 0.091555 | 0.024587 | 0.024587 | 0.066527 | 0.024963 | 0.14946 | 0.029771 | 0.067841 | 0.013605 | 0.0054261 | 0.017239 | 0.20339 | 0.00098657 | 0.0034716 | 0.00098657 | 0.091392 | 0.00098657 | 0.00099901 | 0.027271 | 0.041706 | 0.032341 | 0.013565 | 0.013565 | 0.047247 | 0.040697 | 0 | 0.027268 | 0.055539 | 0.055079 | 0.019516 | 0.0098657 | 0.020879 | 0.22838 | 0.28227 | 0.53247 | 0.12599 | 0.0098657 | 0.0098657 | 0.0098657 | 0.014789 | 0.015279 | 0.014789 | 0.015279 | 0.014789 | 0.015279 | 0.014789 | 0.32342 | 0.091558 | 0.024587 | 0.024587 | 0.06653 | 0.024963 | 0.14946 | 0.13227 | 0.014533 |  |  | 9 | 0.058289 |  |  | 9 | 0.058199 |  | 9.0194e-05
0: buoyancy modules | 0.033846 | 0.50975 | 0.00050681 | 0.0027875 | 0.00050875 | 0.60375 | 0.00051025 | 0.0005005 | 0.5005 | 0.54659 | 0.00050681 | 0.00099925 | 0.00051366 | 0.010598 | 0.010598 | 0.50688 | 0.00050688 | 0.50688 | 0.50687 | 0 | 0.020137 | 0.013633 | 0.013633 | 0.51 | 0.0050681 | 0.47823 | 0.0083998 | 0.0087745 | 0.010514 | 0.0076879 | 0.505 | 0.505 | 0.0050681 | 0.0077548 | 0.0080133 | 0.0077548 | 0.0080133 | 0.0077548 | 0.0069816 | 0.0069781 | 1 | 0.5125 | 0.5125 | 0.5125 | 0.010506 | 0.010506 | 0.011326 | 0.065918 | 0.36991 | 0.00050681 | 0.40099 | 0.00050875 | 0.00060375 | 0.00051025 | 0.0005005 | 0.5005 | 0.54659 | 0.072908 | 0.00096312 | 0.51366 | 0.00051698 | 0.010598 | 0.00050688 | 0.00050688 | 0.0069695 | 0.47045 | 0 | 0.020137 | 0.00051025 | 0.00051025 | 0.39148 | 0.0050681 | 0.47823 | 0.6165 | 0.644 | 0.77169 | 0.56425 | 0.505 | 0.505 | 0.505 | 0.5075 | 0.50775 | 0.5075 | 0.50775 | 0.5075 | 0.0069816 | 0.0069781 | 0.665 | 0.5125 | 0.5125 | 0.5125 | 0.5125 | 0.010506 | 0.5525 | 0.03132 | 0.038604 | 0.00050681 | 0.0027875 | 0.0069317 | 0.0082261 | 0.00050681 | 0.5005 | 0.00050681 | 0.0074473 | 0.00050681 | 0.00099925 | 0.00051366 | 0.51698 | 0.021873 | 0.0070628 | 0.0070628 | 0.46928 | 0.46824 | 0 | 0.027315 | 0.51025 | 0.51025 | 0.019684 | 0.0099294 | 0.47823 | 0.0083998 | 0.0087745 | 0.010514 | 0.0076879 | 0.0050681 | 0.0050681 | 0.0050681 | 0.5075 | 0.50775 | 0.5075 | 0.50775 | 0.5075 | 0.015334 | 0.014841 | 0.0090606 | 0.44068 | 0.0069828 | 0.0069828 | 0.36486 | 0.024975 | 0.44721 | 0.03132 | 0.038604 | 0.013612 | 0.0027875 | 0.0069317 | 0.0082261 | 0.00050681 | 0.0022757 | 0.00050681 | 0.0074473 | 0.00050681 | 0.00099925 | 0.51366 | 0.034483 | 0.032897 | 0.032037 | 0.018784 | 0.026433 | 0.026433 | 0 | 0.027231 | 0.03139 | 0.031143 | 0.019684 | 0.0098657 | 0.013686 | 0.0083998 | 0.0087745 | 0.010514 | 0.0076879 | 0.0050681 | 0.0050681 | 0.0050681 | 0.0069147 | 0.0069181 | 0.0069147 | 0.0069181 | 0.0069147 | 0.015235 | 0.014748 | 0.0090606 | 0.067402 | 0.0069828 | 0.0069828 | 0.052723 | 0.024975 | 0.13614 | 0.02975 | 0.068236 | 0.013605 | 0.0054612 | 0.017375 | 0.20599 | 0.00099294 | 0.0039963 | 0.00099294 | 0.092507 | 0.00099294 | 0.000999 | 0.027284 | 0.041625 | 0.032334 | 0.013385 | 0.013385 | 0.013548 | 0.013548 | 0 | 0.02727 | 0.055862 | 0.055399 | 0.019514 | 0.0098657 | 0.020978 | 0.2313 | 0.2859 | 0.5394 | 0.12756 | 0.0099294 | 0.0099294 | 0.0099294 | 0.022841 | 0.023594 | 0.022841 | 0.023594 | 0.022841 | 0.015281 | 0.014791 | 0.32759 | 0.091818 | 0.024821 | 0.024821 | 0.066654 | 0.024963 | 0.14957 | 0.029771 | 0.067841 | 0.013605 | 0.0054261 | 0.017239 | 0.20339 | 0.00098657 | 0.0034716 | 0.00098657 | 0.091392 | 0.00098657 | 0.00099901 | 0.028779 | 0.034946 | 0.032341 | 0.056333 | 0.028504 | 0.040697 | 0.040697 | 0 | 0.027161 | 0.055539 | 0.055079 | 0.019516 | 0.0098657 | 0.020879 | 0.22838 | 0.28226 | 0.53247 | 0.12599 | 0.0098657 | 0.0098657 | 0.0098657 | 0.014789 | 0.015279 | 0.014789 | 0.015279 | 0.014789 | 0.015154 | 0.014671 | 0.32341 | 0.089371 | 0.024587 | 0.024587 | 0.064239 | 0.024963 | 0.14662 | 0.029771 | 0.067841 | 0.013605 | 0.0054261 | 0.017239 | 0.20339 | 0.00098657 | 0.0039804 | 0.00098657 | 0.091392 | 0.00098657 | 0.00099901 | 0.027271 | 0.041619 | 0.032341 | 0.013385 | 0.013385 | 0.013548 | 0.013548 | 0 | 0.02727 | 0.055539 | 0.055079 | 0.019516 | 0.0098657 | 0.020879 | 0.22838 | 0.28227 | 0.53247 | 0.12599 | 0.0098657 | 0.0098657 | 0.0098657 | 0.029189 | 0.029936 | 0.029189 | 0.029936 | 0.029189 | 0.015281 | 0.014791 | 0.32342 | 0.09153 | 0.024587 | 0.024587 | 0.066501 | 0.024963 | 0.14943 | 0.029771 | 0.067841 | 0.013605 | 0.0054261 | 0.017239 | 0.20339 | 0.00098657 | 0.0034716 | 0.00098657 | 0.091392 | 0.00098657 | 0.00099901 | 0.028776 | 0.034946 | 0.032341 | 0.056333 | 0.028504 | 0.040697 | 0.040697 | 0 | 0.027161 | 0.055539 | 0.055079 | 0.019516 | 0.0098657 | 0.020879 | 0.22838 | 0.28227 | 0.53247 | 0.12599 | 0.0098657 | 0.0098657 | 0.0098657 | 0.014789 | 0.015279 | 0.014789 | 0.015279 | 0.014789 | 0.015154 | 0.014671 | 0.32342 | 0.089371 | 0.024587 | 0.024587 | 0.064239 | 0.024963 | 0.14662 | 0.029771 | 0.067841 | 0.013605 | 0.0054261 | 0.017239 | 0.20339 | 0.00098657 | 0.0039804 | 0.00098657 | 0.091392 | 0.00098657 | 0.00099901 | 0.027271 | 0.041619 | 0.032341 | 0.013385 | 0.013385 | 0.013548 | 0.013548 | 0 | 0.02727 | 0.055539 | 0.055079 | 0.019516 | 0.0098657 | 0.020879 | 0.22838 | 0.28227 | 0.53247 | 0.12599 | 0.0098657 | 0.0098657 | 0.0098657 | 0.029189 | 0.029936 | 0.029189 | 0.029936 | 0.029189 | 0.015281 | 0.014791 | 0.32342 | 0.09153 | 0.024587 | 0.024587 | 0.066501 | 0.024963 | 0.14943 | 0.029771 | 0.067841 | 0.013605 | 0.0054261 | 0.017239 | 0.20339 | 0.00098657 | 0.0034716 | 0.00098657 | 0.091392 | 0.00098657 | 0.00099901 | 0.028776 | 0.034946 | 0.032341 | 0.056333 | 0.028504 | 0.040697 | 0.040697 | 0 | 0.027161 | 0.055539 | 0.055079 | 0.019516 | 0.0098657 | 0.020879 | 0.22838 | 0.28227 | 0.53247 | 0.12599 | 0.0098657 | 0.0098657 | 0.0098657 | 0.014789 | 0.015279 | 0.014789 | 0.015279 | 0.014789 | 0.015154 | 0.014671 | 0.32342 | 0.089371 | 0.024587 | 0.024587 | 0.064239 | 0.024963 | 0.14662 | 0.10301 | 0.28948 |  | 2 | 0 | 0.076764 |  | 2 | 0 | 0.106 |  | -0.029239
0: tether and anchor systems | 0.033846 | 0.50975 | 0.00050681 | 0.0027875 | 0.00050875 | 0.60375 | 0.00051025 | 0.0005005 | 0.5005 | 0.54659 | 0.00050681 | 0.00099925 | 0.00051366 | 0.010598 | 0.010598 | 0.50688 | 0.00050688 | 0.50688 | 0.50687 | 0 | 0.020137 | 0.010506 | 0.010506 | 0.51 | 0.0050681 | 0.47823 | 0.0083998 | 0.0087745 | 0.010514 | 0.0076879 | 0.505 | 0.505 | 0.0050681 | 0.0077548 | 0.0080133 | 0.0077548 | 0.0080133 | 0.0077548 | 0.0069816 | 0.0069781 | 0.665 | 1 | 0.5125 | 0.5125 | 0.010506 | 0.010506 | 0.011326 | 0.065918 | 0.36991 | 0.00050681 | 0.40099 | 0.00050875 | 0.00060375 | 0.00051025 | 0.0005005 | 0.5005 | 0.54659 | 0.072908 | 0.00096312 | 0.51366 | 0.00051698 | 0.010598 | 0.00050688 | 0.00050688 | 0.0069695 | 0.47045 | 0 | 0.020137 | 0.00051025 | 0.00051025 | 0.39148 | 0.0050681 | 0.47823 | 0.6165 | 0.644 | 0.77169 | 0.56425 | 0.505 | 0.505 | 0.505 | 0.5075 | 0.50775 | 0.5075 | 0.50775 | 0.5075 | 0.0069816 | 0.0069781 | 0.665 | 0.5125 | 0.5125 | 0.5125 | 0.5125 | 0.010506 | 0.5525 | 0.03132 | 0.038604 | 0.00050681 | 0.0027875 | 0.0069317 | 0.0082261 | 0.00050681 | 0.5005 | 0.00050681 | 0.0074473 | 0.00050681 | 0.00099925 | 0.00051366 | 0.51698 | 0.021873 | 0.0070628 | 0.0070628 | 0.46928 | 0.46824 | 0 | 0.027315 | 0.51025 | 0.51025 | 0.019684 | 0.0099294 | 0.47823 | 0.0083998 | 0.0087745 | 0.010514 | 0.0076879 | 0.0050681 | 0.0050681 | 0.0050681 | 0.5075 | 0.50775 | 0.5075 | 0.50775 | 0.5075 | 0.015334 | 0.014841 | 0.0090606 | 0.44068 | 0.0069828 | 0.0069828 | 0.36486 | 0.024975 | 0.44721 | 0.03132 | 0.038604 | 0.013612 | 0.0027875 | 0.0069317 | 0.0082261 | 0.00050681 | 0.0022757 | 0.00050681 | 0.0074473 | 0.00050681 | 0.00099925 | 0.51366 | 0.034483 | 0.032897 | 0.032037 | 0.018784 | 0.026433 | 0.026433 | 0 | 0.027231 | 0.03139 | 0.031143 | 0.019684 | 0.0098657 | 0.013686 | 0.0083998 | 0.0087745 | 0.010514 | 0.0076879 | 0.0050681 | 0.0050681 | 0.0050681 | 0.0069147 | 0.0069181 | 0.0069147 | 0.0069181 | 0.0069147 | 0.015235 | 0.014748 | 0.0090606 | 0.067402 | 0.0069828 | 0.0069828 | 0.052723 | 0.024975 | 0.13614 | 0.02975 | 0.068236 | 0.013605 | 0.0054612 | 0.017375 | 0.20599 | 0.00099294 | 0.0039963 | 0.00099294 | 0.092507 | 0.00099294 | 0.000999 | 0.027284 | 0.041625 | 0.032334 | 0.013385 | 0.013385 | 0.013548 | 0.013548 | 0 | 0.02727 | 0.055862 | 0.055399 | 0.019514 | 0.0098657 | 0.020978 | 0.2313 | 0.2859 | 0.5394 | 0.12756 | 0.0099294 | 0.0099294 | 0.0099294 | 0.022841 | 0.023594 | 0.022841 | 0.023594 | 0.022841 | 0.015281 | 0.014791 | 0.32759 | 0.091818 | 0.024821 | 0.024821 | 0.066654 | 0.024963 | 0.14957 | 0.029771 | 0.067841 | 0.013605 | 0.0054261 | 0.017239 | 0.20339 | 0.00098657 | 0.0034716 | 0.00098657 | 0.091392 | 0.00098657 | 0.00099901 | 0.028779 | 0.034946 | 0.032341 | 0.056333 | 0.028504 | 0.040697 | 0.040697 | 0 | 0.027161 | 0.055539 | 0.055079 | 0.019516 | 0.0098657 | 0.020879 | 0.22838 | 0.28226 | 0.53247 | 0.12599 | 0.0098657 | 0.0098657 | 0.0098657 | 0.014789 | 0.015279 | 0.014789 | 0.015279 | 0.014789 | 0.015154 | 0.014671 | 0.32341 | 0.089371 | 0.024587 | 0.024587 | 0.064239 | 0.024963 | 0.14662 | 0.029771 | 0.067841 | 0.013605 | 0.0054261 | 0.017239 | 0.20339 | 0.00098657 | 0.0039804 | 0.00098657 | 0.091392 | 0.00098657 | 0.00099901 | 0.027271 | 0.041619 | 0.032341 | 0.013385 | 0.013385 | 0.013548 | 0.013548 | 0 | 0.02727 | 0.055539 | 0.055079 | 0.019516 | 0.0098657 | 0.020879 | 0.22838 | 0.28227 | 0.53247 | 0.12599 | 0.0098657 | 0.0098657 | 0.0098657 | 0.029189 | 0.029936 | 0.029189 | 0.029936 | 0.029189 | 0.015281 | 0.014791 | 0.32342 | 0.09153 | 0.024587 | 0.024587 | 0.066501 | 0.024963 | 0.14943 | 0.029771 | 0.067841 | 0.013605 | 0.0054261 | 0.017239 | 0.20339 | 0.00098657 | 0.0034716 | 0.00098657 | 0.091392 | 0.00098657 | 0.00099901 | 0.028776 | 0.034946 | 0.032341 | 0.056333 | 0.028504 | 0.040697 | 0.040697 | 0 | 0.027161 | 0.055539 | 0.055079 | 0.019516 | 0.0098657 | 0.020879 | 0.22838 | 0.28227 | 0.53247 | 0.12599 | 0.0098657 | 0.0098657 | 0.0098657 | 0.014789 | 0.015279 | 0.014789 | 0.015279 | 0.014789 | 0.015154 | 0.014671 | 0.32342 | 0.089371 | 0.024587 | 0.024587 | 0.064239 | 0.024963 | 0.14662 | 0.029771 | 0.067841 | 0.013605 | 0.0054261 | 0.017239 | 0.20339 | 0.00098657 | 0.0039804 | 0.00098657 | 0.091392 | 0.00098657 | 0.00099901 | 0.027271 | 0.041619 | 0.032341 | 0.013385 | 0.013385 | 0.013548 | 0.013548 | 0 | 0.02727 | 0.055539 | 0.055079 | 0.019516 | 0.0098657 | 0.020879 | 0.22838 | 0.28227 | 0.53247 | 0.12599 | 0.0098657 | 0.0098657 | 0.0098657 | 0.029189 | 0.029936 | 0.029189 | 0.029936 | 0.029189 | 0.015281 | 0.014791 | 0.32342 | 0.09153 | 0.024587 | 0.024587 | 0.066501 | 0.024963 | 0.14943 | 0.029771 | 0.067841 | 0.013605 | 0.0054261 | 0.017239 | 0.20339 | 0.00098657 | 0.0034716 | 0.00098657 | 0.091392 | 0.00098657 | 0.00099901 | 0.028776 | 0.034946 | 0.032341 | 0.056333 | 0.028504 | 0.040697 | 0.040697 | 0 | 0.027161 | 0.055539 | 0.055079 | 0.019516 | 0.0098657 | 0.020879 | 0.22838 | 0.28227 | 0.53247 | 0.12599 | 0.0098657 | 0.0098657 | 0.0098657 | 0.014789 | 0.015279 | 0.014789 | 0.015279 | 0.014789 | 0.015154 | 0.014671 | 0.32342 | 0.089371 | 0.024587 | 0.024587 | 0.064239 | 0.024963 | 0.14662 | 0.10332 | 0.12872 |  |  | 1 | 0.15054 |  |  | 1 | 0.18612 |  | -0.035572
0: cable protection system | 0.033846 | 0.50975 | 0.00050681 | 0.0027875 | 0.00050875 | 0.60375 | 0.00051025 | 0.0005005 | 0.5005 | 0.54659 | 0.00050681 | 0.00099925 | 0.00051366 | 0.010598 | 0.010598 | 0.50688 | 0.00050688 | 0.50688 | 0.50687 | 0 | 0.020137 | 0.010506 | 0.010506 | 0.51 | 0.0050681 | 0.47823 | 0.0083998 | 0.0087745 | 0.010514 | 0.0076879 | 0.505 | 0.505 | 0.0050681 | 0.0077548 | 0.0080133 | 0.0077548 | 0.0080133 | 0.0077548 | 0.0069816 | 0.0069781 | 0.665 | 0.5125 | 1 | 0.5125 | 0.010506 | 0.010506 | 0.011326 | 0.065918 | 0.36991 | 0.00050681 | 0.40099 | 0.00050875 | 0.00060375 | 0.00051025 | 0.0005005 | 0.5005 | 0.54659 | 0.072908 | 0.00096312 | 0.51366 | 0.00051698 | 0.010598 | 0.00050688 | 0.00050688 | 0.0069695 | 0.47045 | 0 | 0.020137 | 0.00051025 | 0.00051025 | 0.39148 | 0.0050681 | 0.47823 | 0.6165 | 0.644 | 0.77169 | 0.56425 | 0.505 | 0.505 | 0.505 | 0.5075 | 0.50775 | 0.5075 | 0.50775 | 0.5075 | 0.0069816 | 0.0069781 | 0.665 | 0.5125 | 0.5125 | 0.5125 | 0.5125 | 0.010506 | 0.5525 | 0.03132 | 0.038604 | 0.00050681 | 0.0027875 | 0.0069317 | 0.0082261 | 0.00050681 | 0.5005 | 0.00050681 | 0.0074473 | 0.00050681 | 0.00099925 | 0.00051366 | 0.51698 | 0.021873 | 0.0070628 | 0.0070628 | 0.46928 | 0.46824 | 0 | 0.027315 | 0.51025 | 0.51025 | 0.019684 | 0.0099294 | 0.47823 | 0.0083998 | 0.0087745 | 0.010514 | 0.0076879 | 0.0050681 | 0.0050681 | 0.0050681 | 0.5075 | 0.50775 | 0.5075 | 0.50775 | 0.5075 | 0.015334 | 0.014841 | 0.0090606 | 0.44068 | 0.0069828 | 0.0069828 | 0.36486 | 0.024975 | 0.44721 | 0.03132 | 0.038604 | 0.013612 | 0.0027875 | 0.0069317 | 0.0082261 | 0.00050681 | 0.0022757 | 0.00050681 | 0.0074473 | 0.00050681 | 0.00099925 | 0.51366 | 0.034483 | 0.032897 | 0.032037 | 0.018784 | 0.026433 | 0.026433 | 0 | 0.027231 | 0.03139 | 0.031143 | 0.019684 | 0.0098657 | 0.013686 | 0.0083998 | 0.0087745 | 0.010514 | 0.0076879 | 0.0050681 | 0.0050681 | 0.0050681 | 0.0069147 | 0.0069181 | 0.0069147 | 0.0069181 | 0.0069147 | 0.015235 | 0.014748 | 0.0090606 | 0.067402 | 0.0069828 | 0.0069828 | 0.052723 | 0.024975 | 0.13614 | 0.02975 | 0.068236 | 0.013605 | 0.0054612 | 0.017375 | 0.20599 | 0.00099294 | 0.0039963 | 0.00099294 | 0.092507 | 0.00099294 | 0.000999 | 0.027284 | 0.041625 | 0.032334 | 0.013385 | 0.013385 | 0.013548 | 0.013548 | 0 | 0.02727 | 0.055862 | 0.055399 | 0.019514 | 0.0098657 | 0.020978 | 0.2313 | 0.2859 | 0.5394 | 0.12756 | 0.0099294 | 0.0099294 | 0.0099294 | 0.022841 | 0.023594 | 0.022841 | 0.023594 | 0.022841 | 0.015281 | 0.014791 | 0.32759 | 0.091818 | 0.024821 | 0.024821 | 0.066654 | 0.024963 | 0.14957 | 0.029771 | 0.067841 | 0.013605 | 0.0054261 | 0.017239 | 0.20339 | 0.00098657 | 0.0034716 | 0.00098657 | 0.091392 | 0.00098657 | 0.00099901 | 0.028779 | 0.034946 | 0.032341 | 0.056333 | 0.028504 | 0.040697 | 0.040697 | 0 | 0.027161 | 0.055539 | 0.055079 | 0.019516 | 0.0098657 | 0.020879 | 0.22838 | 0.28226 | 0.53247 | 0.12599 | 0.0098657 | 0.0098657 | 0.0098657 | 0.014789 | 0.015279 | 0.014789 | 0.015279 | 0.014789 | 0.015154 | 0.014671 | 0.32341 | 0.089371 | 0.024587 | 0.024587 | 0.064239 | 0.024963 | 0.14662 | 0.029771 | 0.067841 | 0.013605 | 0.0054261 | 0.017239 | 0.20339 | 0.00098657 | 0.0039804 | 0.00098657 | 0.091392 | 0.00098657 | 0.00099901 | 0.027271 | 0.041619 | 0.032341 | 0.013385 | 0.013385 | 0.013548 | 0.013548 | 0 | 0.02727 | 0.055539 | 0.055079 | 0.019516 | 0.0098657 | 0.020879 | 0.22838 | 0.28227 | 0.53247 | 0.12599 | 0.0098657 | 0.0098657 | 0.0098657 | 0.029189 | 0.029936 | 0.029189 | 0.029936 | 0.029189 | 0.015281 | 0.014791 | 0.32342 | 0.09153 | 0.024587 | 0.024587 | 0.066501 | 0.024963 | 0.14943 | 0.029771 | 0.067841 | 0.013605 | 0.0054261 | 0.017239 | 0.20339 | 0.00098657 | 0.0034716 | 0.00098657 | 0.091392 | 0.00098657 | 0.00099901 | 0.028776 | 0.034946 | 0.032341 | 0.056333 | 0.028504 | 0.040697 | 0.040697 | 0 | 0.027161 | 0.055539 | 0.055079 | 0.019516 | 0.0098657 | 0.020879 | 0.22838 | 0.28227 | 0.53247 | 0.12599 | 0.0098657 | 0.0098657 | 0.0098657 | 0.014789 | 0.015279 | 0.014789 | 0.015279 | 0.014789 | 0.015154 | 0.014671 | 0.32342 | 0.089371 | 0.024587 | 0.024587 | 0.064239 | 0.024963 | 0.14662 | 0.029771 | 0.067841 | 0.013605 | 0.0054261 | 0.017239 | 0.20339 | 0.00098657 | 0.0039804 | 0.00098657 | 0.091392 | 0.00098657 | 0.00099901 | 0.027271 | 0.041619 | 0.032341 | 0.013385 | 0.013385 | 0.013548 | 0.013548 | 0 | 0.02727 | 0.055539 | 0.055079 | 0.019516 | 0.0098657 | 0.020879 | 0.22838 | 0.28227 | 0.53247 | 0.12599 | 0.0098657 | 0.0098657 | 0.0098657 | 0.029189 | 0.029936 | 0.029189 | 0.029936 | 0.029189 | 0.015281 | 0.014791 | 0.32342 | 0.09153 | 0.024587 | 0.024587 | 0.066501 | 0.024963 | 0.14943 | 0.029771 | 0.067841 | 0.013605 | 0.0054261 | 0.017239 | 0.20339 | 0.00098657 | 0.0034716 | 0.00098657 | 0.091392 | 0.00098657 | 0.00099901 | 0.028776 | 0.034946 | 0.032341 | 0.056333 | 0.028504 | 0.040697 | 0.040697 | 0 | 0.027161 | 0.055539 | 0.055079 | 0.019516 | 0.0098657 | 0.020879 | 0.22838 | 0.28227 | 0.53247 | 0.12599 | 0.0098657 | 0.0098657 | 0.0098657 | 0.014789 | 0.015279 | 0.014789 | 0.015279 | 0.014789 | 0.015154 | 0.014671 | 0.32342 | 0.089371 | 0.024587 | 0.024587 | 0.064239 | 0.024963 | 0.14662 | 0.10332 | 0.059401 |  |  | 2 | 0.20854 |  |  | 2 | 0.20854 |  | 0
0: dynamic cable | 0.50975 | 0.010659 | 0.00050681 | 0.0027775 | 0.008925 | 0.015094 | 0.00051025 | 0.09951 | 0.000505 | 0.0095654 | 0.00054659 | 0.0005005 | 0.51366 | 0.51698 | 0.010598 | 0.0075156 | 0.0075156 | 0.0069695 | 0.50687 | 0 | 0.50687 | 0.011205 | 0.011205 | 0.01025 | 0.0099294 | 0.0060375 | 0.6165 | 0.644 | 0.77169 | 0.56425 | 0.0054659 | 0.0054659 | 0.000505 | 0.5075 | 0.50775 | 0.5075 | 0.50775 | 0.5075 | 0.0069816 | 0.0069781 | 0.665 | 0.5125 | 0.5125 | 1 | 0.010506 | 0.5125 | 0.011326 | 0.034606 | 0.14052 | 0.00050681 | 0.0057603 | 0.00050875 | 0.00060375 | 0.00051025 | 0.0005005 | 0.0012976 | 0.54659 | 0.0010473 | 0.00099898 | 0.51366 | 0.00051698 | 0.033608 | 0.00050688 | 0.00050688 | 0.013652 |  | 0 | 0.027362 | 0.00051025 | 0.00051025 | 0.062625 | 0.0099294 | 0.011535 | 0.23581 | 0.29135 | 0.54924 | 0.13027 | 0.010695 | 0.010695 | 0.010473 | 0.15851 | 0.16502 | 0.15851 | 0.16377 | 0.15851 | 0.015389 | 0.014893 | 0.34198 | 0.026393 | 0.027023 | 0.027023 | 0.026007 | 0.024736 | 0.10787 | 0.02975 | 0.13992 | 0.013128 | 0.0054612 | 0.017375 | 0.20599 | 0.03736 | 0.00050688 | 0.00099294 | 0.54659 | 0.00099294 | 0.000999 | 0.00051366 | 0.0071085 | 0.03066 | 0.0069781 | 0.50687 | 0.0069781 | 0.0069781 | 0 | 0.023708 | 0.12858 | 0.12817 | 0.019514 | 0.009868 | 0.020978 | 0.2313 | 0.2859 | 0.5394 | 0.12756 | 0.0099294 | 0.0099294 | 0.0099294 | 0.015651 | 0.50775 | 0.015651 | 0.016164 | 0.5075 | 0.01113 | 0.010883 | 0.32759 | 0.024493 | 0.024821 | 0.024821 | 0.024493 | 0.024963 | 0.10262 | 0.02975 | 0.068149 | 0.013605 | 0.0054612 | 0.017375 | 0.20599 | 0.00098973 | 0.0034859 | 0.00099294 | 0.091951 | 0.00099294 | 0.000999 | 0.026983 | 0.041736 | 0.032335 | 0.013609 | 0.013609 | 0.047381 | 0.040884 | 0 | 0.027268 | 0.055794 | 0.055331 | 0.019514 | 0.0098657 | 0.020978 | 0.2313 | 0.2859 | 0.5394 | 0.12756 | 0.0099294 | 0.0099294 | 0.0099294 | 0.014894 | 0.01539 | 0.014894 | 0.01539 | 0.014894 | 0.015279 | 0.014789 | 0.32759 | 0.091793 | 0.024821 | 0.024821 | 0.066659 | 0.024963 | 0.14958 | 0.02977 | 0.067855 | 0.013605 | 0.0054274 | 0.017244 | 0.20349 | 0.0009868 | 0.0039831 | 0.0009868 | 0.091433 | 0.0009868 | 0.00099901 | 0.027271 | 0.047526 | 0.032341 | 0.025636 | 0.013385 | 0.013574 | 0.013574 | 0 | 0.02727 | 0.055551 | 0.055091 | 0.019516 | 0.0098657 | 0.020883 | 0.22848 | 0.2824 | 0.53273 | 0.12605 | 0.009868 | 0.009868 | 0.009868 | 0.028958 | 0.029705 | 0.028958 | 0.029705 | 0.028958 | 0.015281 | 0.014791 | 0.32357 |  | 0.024595 | 0.024595 | 0.068508 | 0.024963 | 0.15192 | 0.029771 | 0.067841 | 0.013605 | 0.0054261 | 0.017239 | 0.20339 | 0.00098657 | 0.0039804 | 0.00098657 | 0.091392 | 0.00098657 | 0.00099901 | 0.048125 | 0.041698 | 0.032341 | 0.013548 | 0.048071 | 0.013548 | 0.013548 | 0 | 0.02702 | 0.055539 | 0.055079 | 0.019516 | 0.0098657 | 0.020879 | 0.22838 | 0.28227 | 0.53247 | 0.12599 | 0.0098657 | 0.0098657 | 0.0098657 | 0.014789 | 0.015279 | 0.014789 | 0.015279 | 0.014789 | 0.014989 | 0.014516 | 0.32342 | 0.091555 | 0.024587 | 0.024587 | 0.066527 | 0.024963 | 0.14946 | 0.039034 | 0.017866 | 0.013605 | 0.0054261 | 0.033257 | 0.25924 | 0.00098654 | 0.00099901 | 0.00098657 | 0.091392 | 0.0020439 | 0.00099848 | 0.027271 | 0.041232 | 0.032905 | 0.013565 | 0.013565 | 0.027221 | 0.013548 | 0 | 0.027268 | 0.031056 | 0.031056 | 0.019516 | 0.0098657 | 0.027584 | 0.22838 | 0.28227 | 0.53247 | 0.12599 | 0.025475 | 0.025475 | 0.0098657 | 0.035779 | 0.043019 | 0.035779 | 0.036522 | 0.035779 | 0.015279 | 0.014789 | 0.32342 | 0.069506 | 0.024587 | 0.024587 | 0.055028 | 0.041365 | 0.13901 | 0.029771 | 0.067841 | 0.013605 | 0.0054261 | 0.017239 | 0.20339 | 0.00098657 | 0.0034716 | 0.00098657 | 0.091392 | 0.00098657 | 0.00099901 | 0.027271 | 0.034946 | 0.032341 | 0.070417 | 0.035999 | 0.047258 | 0.047258 | 0 | 0.027107 | 0.055539 | 0.055079 | 0.019516 | 0.0098657 | 0.020879 | 0.22838 | 0.28227 | 0.53247 | 0.12599 | 0.0098657 | 0.0098657 | 0.0098657 | 0.014789 | 0.015279 | 0.014789 | 0.015279 | 0.014789 | 0.015091 | 0.014612 | 0.32342 | 0.089371 | 0.024587 | 0.024587 | 0.064239 | 0.024963 | 0.14662 | 0.029771 | 0.067841 | 0.013605 | 0.0054261 | 0.017239 | 0.20339 | 0.00098657 | 0.0039804 | 0.00098657 | 0.091392 | 0.00098657 | 0.00099901 | 0.027271 | 0.041698 | 0.032341 | 0.013548 | 0.070768 | 0.013548 | 0.013548 | 0 |  | 0.055539 | 0.055079 | 0.019516 | 0.0098657 | 0.020879 | 0.22838 | 0.28227 | 0.53247 | 0.12599 | 0.0098657 | 0.0098657 | 0.0098657 | 0.014789 | 0.015279 | 0.014789 | 0.015279 | 0.014789 | 0.014798 | 0.014336 | 0.32342 | 0.091555 | 0.024587 | 0.024587 | 0.066527 | 0.024963 | 0.14946 | 0.029771 | 0.067841 | 0.013605 | 0.0054261 | 0.017239 | 0.20339 | 0.00098657 | 0.0034716 | 0.00098657 | 0.091392 | 0.00098657 | 0.00099901 | 0.027271 | 0.041706 | 0.032341 | 0.013565 | 0.013565 | 0.047247 | 0.040697 | 0 | 0.027268 | 0.055539 | 0.055079 | 0.019516 | 0.0098657 | 0.020879 | 0.22838 | 0.28227 | 0.53247 | 0.12599 | 0.0098657 | 0.0098657 | 0.0098657 | 0.014789 | 0.015279 | 0.014789 | 0.015279 | 0.014789 | 0.015279 | 0.014789 | 0.32342 | 0.091558 | 0.024587 | 0.024587 | 0.06653 | 0.024963 | 0.14946 | 0.085619 | 0.059401 |  |  | 3 | 0.1816 |  |  | 3 | 0.15054 |  | 0.031059
0: static cable | 0.50975 | 0.010659 | 0.00050681 | 0.0027775 | 0.008925 | 0.015094 | 0.00051025 | 0.09951 | 0.000505 | 0.0095654 | 0.00054659 | 0.0005005 | 0.51366 | 0.51698 | 0.010598 | 0.0075156 | 0.0075156 | 0.0069695 | 0.50687 | 0 | 0.50687 | 0.011205 | 0.011205 | 0.01025 | 0.0099294 | 0.0060375 | 0.6165 | 0.644 | 0.77169 | 0.56425 | 0.0054659 | 0.0054659 | 0.000505 | 0.5075 | 0.50775 | 0.5075 | 0.50775 | 0.5075 | 0.0069816 | 0.0069781 | 0.665 | 0.5125 | 0.5125 | 0.5125 | 1 | 0.5125 | 0.011326 | 0.034606 | 0.14052 | 0.00050681 | 0.0057603 | 0.00050875 | 0.00060375 | 0.00051025 | 0.0005005 | 0.0012976 | 0.54659 | 0.0010473 | 0.00099898 | 0.51366 | 0.00051698 | 0.033608 | 0.00050688 | 0.00050688 | 0.013652 |  | 0 | 0.027362 | 0.00051025 | 0.00051025 | 0.062625 | 0.0099294 | 0.011535 | 0.23581 | 0.29135 | 0.54924 | 0.13027 | 0.010695 | 0.010695 | 0.010473 | 0.15851 | 0.16502 | 0.15851 | 0.16377 | 0.15851 | 0.015389 | 0.014893 | 0.34198 | 0.026393 | 0.027023 | 0.027023 | 0.026007 | 0.024736 | 0.10787 | 0.02975 | 0.13992 | 0.013128 | 0.0054612 | 0.017375 | 0.20599 | 0.03736 | 0.00050688 | 0.00099294 | 0.54659 | 0.00099294 | 0.000999 | 0.00051366 | 0.0071085 | 0.03066 | 0.0069781 | 0.50687 | 0.0069781 | 0.0069781 | 0 | 0.023708 | 0.12858 | 0.12817 | 0.019514 | 0.009868 | 0.020978 | 0.2313 | 0.2859 | 0.5394 | 0.12756 | 0.0099294 | 0.0099294 | 0.0099294 | 0.015651 | 0.50775 | 0.015651 | 0.016164 | 0.5075 | 0.01113 | 0.010883 | 0.32759 | 0.024493 | 0.024821 | 0.024821 | 0.024493 | 0.024963 | 0.10262 | 0.02975 | 0.068149 | 0.013605 | 0.0054612 | 0.017375 | 0.20599 | 0.00098973 | 0.0034859 | 0.00099294 | 0.091951 | 0.00099294 | 0.000999 | 0.026983 | 0.041736 | 0.032335 | 0.013609 | 0.013609 | 0.047381 | 0.040884 | 0 | 0.027268 | 0.055794 | 0.055331 | 0.019514 | 0.0098657 | 0.020978 | 0.2313 | 0.2859 | 0.5394 | 0.12756 | 0.0099294 | 0.0099294 | 0.0099294 | 0.014894 | 0.01539 | 0.014894 | 0.01539 | 0.014894 | 0.015279 | 0.014789 | 0.32759 | 0.091793 | 0.024821 | 0.024821 | 0.066659 | 0.024963 | 0.14958 | 0.02977 | 0.067855 | 0.013605 | 0.0054274 | 0.017244 | 0.20349 | 0.0009868 | 0.0039831 | 0.0009868 | 0.091433 | 0.0009868 | 0.00099901 | 0.027271 | 0.047526 | 0.032341 | 0.025636 | 0.013385 | 0.013574 | 0.013574 | 0 | 0.02727 | 0.055551 | 0.055091 | 0.019516 | 0.0098657 | 0.020883 | 0.22848 | 0.2824 | 0.53273 | 0.12605 | 0.009868 | 0.009868 | 0.009868 | 0.028958 | 0.029705 | 0.028958 | 0.029705 | 0.028958 | 0.015281 | 0.014791 | 0.32357 |  | 0.024595 | 0.024595 | 0.068508 | 0.024963 | 0.15192 | 0.029771 | 0.067841 | 0.013605 | 0.0054261 | 0.017239 | 0.20339 | 0.00098657 | 0.0039804 | 0.00098657 | 0.091392 | 0.00098657 | 0.00099901 | 0.048125 | 0.041698 | 0.032341 | 0.013548 | 0.048071 | 0.013548 | 0.013548 | 0 | 0.02702 | 0.055539 | 0.055079 | 0.019516 | 0.0098657 | 0.020879 | 0.22838 | 0.28227 | 0.53247 | 0.12599 | 0.0098657 | 0.0098657 | 0.0098657 | 0.014789 | 0.015279 | 0.014789 | 0.015279 | 0.014789 | 0.014989 | 0.014516 | 0.32342 | 0.091555 | 0.024587 | 0.024587 | 0.066527 | 0.024963 | 0.14946 | 0.039034 | 0.017866 | 0.013605 | 0.0054261 | 0.033257 | 0.25924 | 0.00098654 | 0.00099901 | 0.00098657 | 0.091392 | 0.0020439 | 0.00099848 | 0.027271 | 0.041232 | 0.032905 | 0.013565 | 0.013565 | 0.027221 | 0.013548 | 0 | 0.027268 | 0.031056 | 0.031056 | 0.019516 | 0.0098657 | 0.027584 | 0.22838 | 0.28227 | 0.53247 | 0.12599 | 0.025475 | 0.025475 | 0.0098657 | 0.035779 | 0.043019 | 0.035779 | 0.036522 | 0.035779 | 0.015279 | 0.014789 | 0.32342 | 0.069506 | 0.024587 | 0.024587 | 0.055028 | 0.041365 | 0.13901 | 0.029771 | 0.067841 | 0.013605 | 0.0054261 | 0.017239 | 0.20339 | 0.00098657 | 0.0034716 | 0.00098657 | 0.091392 | 0.00098657 | 0.00099901 | 0.027271 | 0.034946 | 0.032341 | 0.070417 | 0.035999 | 0.047258 | 0.047258 | 0 | 0.027107 | 0.055539 | 0.055079 | 0.019516 | 0.0098657 | 0.020879 | 0.22838 | 0.28227 | 0.53247 | 0.12599 | 0.0098657 | 0.0098657 | 0.0098657 | 0.014789 | 0.015279 | 0.014789 | 0.015279 | 0.014789 | 0.015091 | 0.014612 | 0.32342 | 0.089371 | 0.024587 | 0.024587 | 0.064239 | 0.024963 | 0.14662 | 0.029771 | 0.067841 | 0.013605 | 0.0054261 | 0.017239 | 0.20339 | 0.00098657 | 0.0039804 | 0.00098657 | 0.091392 | 0.00098657 | 0.00099901 | 0.027271 | 0.041698 | 0.032341 | 0.013548 | 0.070768 | 0.013548 | 0.013548 | 0 |  | 0.055539 | 0.055079 | 0.019516 | 0.0098657 | 0.020879 | 0.22838 | 0.28227 | 0.53247 | 0.12599 | 0.0098657 | 0.0098657 | 0.0098657 | 0.014789 | 0.015279 | 0.014789 | 0.015279 | 0.014789 | 0.014798 | 0.014336 | 0.32342 | 0.091555 | 0.024587 | 0.024587 | 0.066527 | 0.024963 | 0.14946 | 0.029771 | 0.067841 | 0.013605 | 0.0054261 | 0.017239 | 0.20339 | 0.00098657 | 0.0034716 | 0.00098657 | 0.091392 | 0.00098657 | 0.00099901 | 0.027271 | 0.041706 | 0.032341 | 0.013565 | 0.013565 | 0.047247 | 0.040697 | 0 | 0.027268 | 0.055539 | 0.055079 | 0.019516 | 0.0098657 | 0.020879 | 0.22838 | 0.28227 | 0.53247 | 0.12599 | 0.0098657 | 0.0098657 | 0.0098657 | 0.014789 | 0.015279 | 0.014789 | 0.015279 | 0.014789 | 0.015279 | 0.014789 | 0.32342 | 0.091558 | 0.024587 | 0.024587 | 0.06653 | 0.024963 | 0.14946 | 0.086694 | 0.087408 |  |  | 4 | 0.090127 |  |  | 4 | 0.076764 |  | 0.013363
0: terminations | 0.50975 | 0.010659 | 0.00050681 | 0.0027775 | 0.008925 | 0.015094 | 0.00051025 | 0.09951 | 0.000505 | 0.0095654 | 0.00054659 | 0.0005005 | 0.51366 | 0.51698 | 0.010598 | 0.0075156 | 0.0075156 | 0.0069695 | 0.50687 | 0 | 0.50687 | 0.011205 | 0.011205 | 0.01025 | 0.0099294 | 0.0060375 | 0.6165 | 0.644 | 0.77169 | 0.56425 | 0.0054659 | 0.0054659 | 0.000505 | 0.5075 | 0.50775 | 0.5075 | 0.50775 | 0.5075 | 0.0069816 | 0.0069781 | 0.665 | 0.5125 | 0.5125 | 0.5125 | 0.010506 | 1 | 0.011326 | 0.034606 | 0.14052 | 0.00050681 | 0.0057603 | 0.00050875 | 0.00060375 | 0.00051025 | 0.0005005 | 0.0012976 | 0.54659 | 0.0010473 | 0.00099898 | 0.51366 | 0.00051698 | 0.033608 | 0.00050688 | 0.00050688 | 0.013652 |  | 0 | 0.027362 | 0.00051025 | 0.00051025 | 0.062625 | 0.0099294 | 0.011535 | 0.23581 | 0.29135 | 0.54924 | 0.13027 | 0.010695 | 0.010695 | 0.010473 | 0.15851 | 0.16502 | 0.15851 | 0.16377 | 0.15851 | 0.015389 | 0.014893 | 0.34198 | 0.026393 | 0.027023 | 0.027023 | 0.026007 | 0.024736 | 0.10787 | 0.02975 | 0.13992 | 0.013128 | 0.0054612 | 0.017375 | 0.20599 | 0.03736 | 0.00050688 | 0.00099294 | 0.54659 | 0.00099294 | 0.000999 | 0.00051366 | 0.0071085 | 0.03066 | 0.0069781 | 0.50687 | 0.0069781 | 0.0069781 | 0 | 0.023708 | 0.12858 | 0.12817 | 0.019514 | 0.009868 | 0.020978 | 0.2313 | 0.2859 | 0.5394 | 0.12756 | 0.0099294 | 0.0099294 | 0.0099294 | 0.015651 | 0.50775 | 0.015651 | 0.016164 | 0.5075 | 0.01113 | 0.010883 | 0.32759 | 0.024493 | 0.024821 | 0.024821 | 0.024493 | 0.024963 | 0.10262 | 0.02975 | 0.068149 | 0.013605 | 0.0054612 | 0.017375 | 0.20599 | 0.00098973 | 0.0034859 | 0.00099294 | 0.091951 | 0.00099294 | 0.000999 | 0.026983 | 0.041736 | 0.032335 | 0.013609 | 0.013609 | 0.047381 | 0.040884 | 0 | 0.027268 | 0.055794 | 0.055331 | 0.019514 | 0.0098657 | 0.020978 | 0.2313 | 0.2859 | 0.5394 | 0.12756 | 0.0099294 | 0.0099294 | 0.0099294 | 0.014894 | 0.01539 | 0.014894 | 0.01539 | 0.014894 | 0.015279 | 0.014789 | 0.32759 | 0.091793 | 0.024821 | 0.024821 | 0.066659 | 0.024963 | 0.14958 | 0.02977 | 0.067855 | 0.013605 | 0.0054274 | 0.017244 | 0.20349 | 0.0009868 | 0.0039831 | 0.0009868 | 0.091433 | 0.0009868 | 0.00099901 | 0.027271 | 0.047526 | 0.032341 | 0.025636 | 0.013385 | 0.013574 | 0.013574 | 0 | 0.02727 | 0.055551 | 0.055091 | 0.019516 | 0.0098657 | 0.020883 | 0.22848 | 0.2824 | 0.53273 | 0.12605 | 0.009868 | 0.009868 | 0.009868 | 0.028958 | 0.029705 | 0.028958 | 0.029705 | 0.028958 | 0.015281 | 0.014791 | 0.32357 |  | 0.024595 | 0.024595 | 0.068508 | 0.024963 | 0.15192 | 0.029771 | 0.067841 | 0.013605 | 0.0054261 | 0.017239 | 0.20339 | 0.00098657 | 0.0039804 | 0.00098657 | 0.091392 | 0.00098657 | 0.00099901 | 0.048125 | 0.041698 | 0.032341 | 0.013548 | 0.048071 | 0.013548 | 0.013548 | 0 | 0.02702 | 0.055539 | 0.055079 | 0.019516 | 0.0098657 | 0.020879 | 0.22838 | 0.28227 | 0.53247 | 0.12599 | 0.0098657 | 0.0098657 | 0.0098657 | 0.014789 | 0.015279 | 0.014789 | 0.015279 | 0.014789 | 0.014989 | 0.014516 | 0.32342 | 0.091555 | 0.024587 | 0.024587 | 0.066527 | 0.024963 | 0.14946 | 0.039034 | 0.017866 | 0.013605 | 0.0054261 | 0.033257 | 0.25924 | 0.00098654 | 0.00099901 | 0.00098657 | 0.091392 | 0.0020439 | 0.00099848 | 0.027271 | 0.041232 | 0.032905 | 0.013565 | 0.013565 | 0.027221 | 0.013548 | 0 | 0.027268 | 0.031056 | 0.031056 | 0.019516 | 0.0098657 | 0.027584 | 0.22838 | 0.28227 | 0.53247 | 0.12599 | 0.025475 | 0.025475 | 0.0098657 | 0.035779 | 0.043019 | 0.035779 | 0.036522 | 0.035779 | 0.015279 | 0.014789 | 0.32342 | 0.069506 | 0.024587 | 0.024587 | 0.055028 | 0.041365 | 0.13901 | 0.029771 | 0.067841 | 0.013605 | 0.0054261 | 0.017239 | 0.20339 | 0.00098657 | 0.0034716 | 0.00098657 | 0.091392 | 0.00098657 | 0.00099901 | 0.027271 | 0.034946 | 0.032341 | 0.070417 | 0.035999 | 0.047258 | 0.047258 | 0 | 0.027107 | 0.055539 | 0.055079 | 0.019516 | 0.0098657 | 0.020879 | 0.22838 | 0.28227 | 0.53247 | 0.12599 | 0.0098657 | 0.0098657 | 0.0098657 | 0.014789 | 0.015279 | 0.014789 | 0.015279 | 0.014789 | 0.015091 | 0.014612 | 0.32342 | 0.089371 | 0.024587 | 0.024587 | 0.064239 | 0.024963 | 0.14662 | 0.029771 | 0.067841 | 0.013605 | 0.0054261 | 0.017239 | 0.20339 | 0.00098657 | 0.0039804 | 0.00098657 | 0.091392 | 0.00098657 | 0.00099901 | 0.027271 | 0.041698 | 0.032341 | 0.013548 | 0.070768 | 0.013548 | 0.013548 | 0 |  | 0.055539 | 0.055079 | 0.019516 | 0.0098657 | 0.020879 | 0.22838 | 0.28227 | 0.53247 | 0.12599 | 0.0098657 | 0.0098657 | 0.0098657 | 0.014789 | 0.015279 | 0.014789 | 0.015279 | 0.014789 | 0.014798 | 0.014336 | 0.32342 | 0.091555 | 0.024587 | 0.024587 | 0.066527 | 0.024963 | 0.14946 | 0.029771 | 0.067841 | 0.013605 | 0.0054261 | 0.017239 | 0.20339 | 0.00098657 | 0.0034716 | 0.00098657 | 0.091392 | 0.00098657 | 0.00099901 | 0.027271 | 0.041706 | 0.032341 | 0.013565 | 0.013565 | 0.047247 | 0.040697 | 0 | 0.027268 | 0.055539 | 0.055079 | 0.019516 | 0.0098657 | 0.020879 | 0.22838 | 0.28227 | 0.53247 | 0.12599 | 0.0098657 | 0.0098657 | 0.0098657 | 0.014789 | 0.015279 | 0.014789 | 0.015279 | 0.014789 | 0.015279 | 0.014789 | 0.32342 | 0.091558 | 0.024587 | 0.024587 | 0.06653 | 0.024963 | 0.14946 | 0.085619 | 0.061574 |  |  | 5 | 0.051109 |  |  | 5 | 0.055686 |  | -0.0045774
0: offshore joints | 0.50975 | 0.010659 | 0.00050681 | 0.0027775 | 0.008925 | 0.063394 | 0.00051025 | 0.09951 | 0.000505 | 0.0095654 | 0.00054659 | 0.0005005 | 0.51366 | 0.51698 | 0.010598 | 0.0075156 | 0.0075156 | 0.0069695 | 0.50687 | 0 | 0.50687 | 0.011205 | 0.011205 | 0.01105 | 0.0099294 | 0.0060375 | 0.6165 | 0.644 | 0.77169 | 0.56425 | 0.0054659 | 0.0054659 | 0.000505 | 0.5075 | 0.50775 | 0.5075 | 0.50775 | 0.5075 | 0.0069816 | 0.0069781 | 0.665 | 0.5125 | 0.5125 | 0.5125 | 0.010506 | 0.5125 | 1 | 0.034606 | 0.14052 | 0.00050681 | 0.0057603 | 0.00050875 | 0.00060375 | 0.00051025 | 0.0005005 | 0.0012976 | 0.54659 | 0.0010473 | 0.00099898 | 0.51366 | 0.00051698 | 0.033608 | 0.00050688 | 0.00050688 | 0.013652 |  | 0 | 0.027362 | 0.00051025 | 0.00051025 | 0.062625 | 0.0099294 | 0.011535 | 0.23581 | 0.29135 | 0.54924 | 0.13027 | 0.010695 | 0.010695 | 0.010473 | 0.15851 | 0.16502 | 0.15851 | 0.16377 | 0.15851 | 0.015389 | 0.014893 | 0.34198 | 0.026393 | 0.027023 | 0.027023 | 0.026007 | 0.024736 | 0.10787 | 0.02975 | 0.13992 | 0.013128 | 0.0054612 | 0.017375 | 0.20599 | 0.03736 | 0.00050688 | 0.00099294 | 0.54659 | 0.00099294 | 0.000999 | 0.00051366 | 0.0071085 | 0.03066 | 0.0069781 | 0.50687 | 0.0069781 | 0.0069781 | 0 | 0.023708 | 0.12858 | 0.12817 | 0.019514 | 0.009868 | 0.020978 | 0.2313 | 0.2859 | 0.5394 | 0.12756 | 0.0099294 | 0.0099294 | 0.0099294 | 0.015651 | 0.50775 | 0.015651 | 0.016164 | 0.5075 | 0.01113 | 0.010883 | 0.32759 | 0.024493 | 0.024821 | 0.024821 | 0.024493 | 0.024963 | 0.10262 | 0.02975 | 0.068149 | 0.013605 | 0.0054612 | 0.017375 | 0.20599 | 0.00098973 | 0.0034859 | 0.00099294 | 0.091951 | 0.00099294 | 0.000999 | 0.026983 | 0.041736 | 0.032335 | 0.013609 | 0.013609 | 0.047381 | 0.040884 | 0 | 0.027268 | 0.055794 | 0.055331 | 0.019514 | 0.0098657 | 0.020978 | 0.2313 | 0.2859 | 0.5394 | 0.12756 | 0.0099294 | 0.0099294 | 0.0099294 | 0.014894 | 0.01539 | 0.014894 | 0.01539 | 0.014894 | 0.015279 | 0.014789 | 0.32759 | 0.091793 | 0.024821 | 0.024821 | 0.066659 | 0.024963 | 0.14958 | 0.02977 | 0.067855 | 0.013605 | 0.0054274 | 0.017244 | 0.20349 | 0.0009868 | 0.0039831 | 0.0009868 | 0.091433 | 0.0009868 | 0.00099901 | 0.027271 | 0.047526 | 0.032341 | 0.025636 | 0.013385 | 0.013574 | 0.013574 | 0 | 0.02727 | 0.055551 | 0.055091 | 0.019516 | 0.0098657 | 0.020883 | 0.22848 | 0.2824 | 0.53273 | 0.12605 | 0.009868 | 0.009868 | 0.009868 | 0.028958 | 0.029705 | 0.028958 | 0.029705 | 0.028958 | 0.015281 | 0.014791 | 0.32357 | 0.093829 | 0.024595 | 0.024595 | 0.068508 | 0.024963 | 0.15192 | 0.029771 | 0.067841 | 0.013605 | 0.0054261 | 0.017239 | 0.20339 | 0.00098657 | 0.0039804 | 0.00098657 | 0.091392 | 0.00098657 | 0.00099901 | 0.048125 | 0.041698 | 0.032341 | 0.013548 | 0.048071 | 0.013548 | 0.013548 | 0 | 0.02702 | 0.055539 | 0.055079 | 0.019516 | 0.0098657 | 0.020879 | 0.22838 | 0.28227 | 0.53247 | 0.12599 | 0.0098657 | 0.0098657 | 0.0098657 | 0.014789 | 0.015279 | 0.014789 | 0.015279 | 0.014789 | 0.014989 | 0.014516 | 0.32342 | 0.091555 | 0.024587 | 0.024587 | 0.066527 | 0.024963 | 0.14946 | 0.039034 | 0.017866 | 0.013605 | 0.0054261 | 0.033257 | 0.25924 | 0.00098654 | 0.00099901 | 0.00098657 | 0.091392 | 0.0020439 | 0.00099848 | 0.027271 | 0.041232 | 0.032905 | 0.013565 | 0.013565 | 0.027221 | 0.013548 | 0 | 0.027268 | 0.031056 | 0.031056 | 0.019516 | 0.0098657 | 0.027584 | 0.22838 | 0.28227 | 0.53247 | 0.12599 | 0.025475 | 0.025475 | 0.0098657 | 0.035779 | 0.043019 | 0.035779 | 0.036522 | 0.035779 | 0.015279 | 0.014789 | 0.32342 | 0.069506 | 0.024587 | 0.024587 | 0.055028 | 0.041365 | 0.13901 | 0.029771 | 0.067841 | 0.013605 | 0.0054261 | 0.017239 | 0.20339 | 0.00098657 | 0.0034716 | 0.00098657 | 0.091392 | 0.00098657 | 0.00099901 | 0.027271 | 0.034946 | 0.032341 | 0.070417 | 0.035999 | 0.047258 | 0.047258 | 0 | 0.027107 | 0.055539 | 0.055079 | 0.019516 | 0.0098657 | 0.020879 | 0.22838 | 0.28227 | 0.53247 | 0.12599 | 0.0098657 | 0.0098657 | 0.0098657 | 0.014789 | 0.015279 | 0.014789 | 0.015279 | 0.014789 | 0.015091 | 0.014612 | 0.32342 | 0.089371 | 0.024587 | 0.024587 | 0.064239 | 0.024963 | 0.14662 | 0.029771 | 0.067841 | 0.013605 | 0.0054261 | 0.017239 | 0.20339 | 0.00098657 | 0.0039804 | 0.00098657 | 0.091392 | 0.00098657 | 0.00099901 | 0.027271 | 0.041698 | 0.032341 | 0.013548 | 0.070768 | 0.013548 | 0.013548 | 0 |  | 0.055539 | 0.055079 | 0.019516 | 0.0098657 | 0.020879 | 0.22838 | 0.28227 | 0.53247 | 0.12599 | 0.0098657 | 0.0098657 | 0.0098657 | 0.014789 | 0.015279 | 0.014789 | 0.015279 | 0.014789 | 0.014798 | 0.014336 | 0.32342 | 0.091555 | 0.024587 | 0.024587 | 0.066527 | 0.024963 | 0.14946 | 0.029771 | 0.067841 | 0.013605 | 0.0054261 | 0.017239 | 0.20339 | 0.00098657 | 0.0034716 | 0.00098657 | 0.091392 | 0.00098657 | 0.00099901 | 0.027271 | 0.041706 | 0.032341 | 0.013565 | 0.013565 | 0.047247 | 0.040697 | 0 | 0.027268 | 0.055539 | 0.055079 | 0.019516 | 0.0098657 | 0.020879 | 0.22838 | 0.28227 | 0.53247 | 0.12599 | 0.0098657 | 0.0098657 | 0.0098657 | 0.014789 | 0.015279 | 0.014789 | 0.015279 | 0.014789 | 0.015279 | 0.014789 | 0.32342 | 0.091558 | 0.024587 | 0.024587 | 0.06653 | 0.024963 | 0.14946 | 0.086812 | 0.15809 |  |  | 6 | 0.057441 |  |  | 6 | 0.057518 |  | -7.6883e-05
1: Incorrect turbine operation | 0.03889 | 0.018532 | 0.013612 | 0.0054612 | 0.019602 | 0.22225 | 0.00050688 | 0.00099925 | 0.00099294 | 0.0075156 | 0.0011109 | 0.00099895 | 0.00051366 | 0.037821 | 0.033101 | 0.0069695 | 0.0069695 | 0.013609 |  | 0 | 0.027316 | 0.022548 | 0.022548 | 0.019514 | 0.0098657 | 0.022072 | 0.2313 | 0.2859 | 0.5394 | 0.12756 | 0.013781 | 0.013781 | 0.0099294 | 0.019133 | 0.023104 | 0.019133 | 0.019646 | 0.019133 | 0.015335 | 0.014842 | 0.32759 | 0.060511 | 0.024821 | 0.024821 | 0.049815 | 0.036783 | 0.1339 | 1 | 0.0099401 | 0.00050681 | 0.037463 | 0.0089206 | 0.011773 | 0.00051025 | 0.000505 | 0.000505 | 0.0095654 | 0.00054659 | 0.0005005 | 0.51366 | 0.51698 | 0.010598 | 0.0075156 | 0.0075156 | 0.50688 | 0.50687 | 0 | 0.50687 | 0.011205 | 0.011205 | 0.01025 | 0.0099294 | 0.47823 | 0.012022 | 0.012558 | 0.015048 | 0.011003 | 0.0050975 | 0.505 | 0.0027775 | 0.0027912 | 0.0027926 | 0.0027912 | 0.0027926 | 0.0027912 | 0.0069816 | 0.0069781 | 0.0036575 | 0.5125 | 0.0028187 | 0.0028187 | 0.010506 | 0.5125 | 0.011326 | 0.043638 | 0.018532 | 0.00050681 | 0.0057603 | 0.00050875 | 0.00060375 | 0.00051025 | 0.0005005 | 0.0012976 | 0.0075156 | 0.0011325 | 0.00099893 | 0.51366 | 0.00051698 | 0.033608 | 0.00050688 | 0.00050688 | 0.013652 | 0.25784 | 0 | 0.027362 | 0.00051025 | 0.00051025 | 0.062625 | 0.0099294 | 0.011535 | 0.23581 | 0.29135 | 0.54924 | 0.13027 | 0.011539 | 0.011539 | 0.010473 | 0.15851 | 0.16502 | 0.15851 | 0.16377 | 0.15851 | 0.015389 | 0.014893 | 0.34198 | 0.026393 | 0.027023 | 0.027023 | 0.026007 | 0.024736 | 0.10787 | 0.02975 | 0.13992 | 0.013128 | 0.0054612 | 0.017375 | 0.20599 | 0.03736 | 0.00050688 | 0.00099294 | 0.54659 | 0.00099294 | 0.000999 | 0.00051366 | 0.0071085 | 0.03066 | 0.0069781 | 0.50688 | 0.0069781 | 0.0069781 | 0 | 0.023708 | 0.12858 | 0.12817 | 0.019514 | 0.009868 | 0.020978 | 0.2313 | 0.2859 | 0.5394 | 0.12756 | 0.0099294 | 0.0099294 | 0.0099294 | 0.015651 | 0.50775 | 0.015651 | 0.016164 | 0.5075 | 0.01113 | 0.010883 | 0.32759 | 0.024493 | 0.024821 | 0.024821 | 0.024493 | 0.024963 | 0.10262 | 0.02975 | 0.068149 | 0.013605 | 0.0054612 | 0.017375 | 0.20599 | 0.00098973 | 0.0034859 | 0.00099294 | 0.091951 | 0.00099294 | 0.000999 | 0.026983 | 0.041736 | 0.032335 | 0.013609 | 0.013609 | 0.047381 | 0.040884 | 0 | 0.027268 | 0.055794 | 0.055331 | 0.019514 | 0.0098657 | 0.020978 | 0.2313 | 0.2859 | 0.5394 | 0.12756 | 0.0099294 | 0.0099294 | 0.0099294 | 0.014894 | 0.01539 | 0.014894 | 0.01539 | 0.014894 | 0.015279 | 0.014789 | 0.32759 | 0.091793 | 0.024821 | 0.024821 | 0.066659 | 0.024963 | 0.14958 | 0.02977 | 0.067855 | 0.013605 | 0.0054274 | 0.017244 | 0.20349 | 0.0009868 | 0.0039831 | 0.0009868 | 0.091433 | 0.0009868 | 0.00099901 | 0.027271 | 0.047526 | 0.032341 | 0.025636 | 0.013385 | 0.013574 | 0.013574 | 0 | 0.02727 | 0.055551 | 0.055091 | 0.019516 | 0.0098657 | 0.020883 | 0.22848 | 0.2824 | 0.53273 | 0.12605 | 0.009868 | 0.009868 | 0.009868 | 0.028958 | 0.029705 | 0.028958 | 0.029705 | 0.028958 | 0.015281 | 0.014791 | 0.32357 | 0.093451 | 0.024595 | 0.024595 | 0.068508 | 0.024963 | 0.15192 | 0.029771 | 0.067841 | 0.013605 | 0.0054261 | 0.017239 | 0.20339 | 0.00098657 | 0.0039804 | 0.00098657 | 0.091392 | 0.00098657 | 0.00099901 | 0.048125 | 0.041698 | 0.032341 | 0.013548 | 0.048071 | 0.013548 | 0.013548 | 0 | 0.02702 | 0.055539 | 0.055079 | 0.019516 | 0.0098657 | 0.020879 | 0.22838 | 0.28227 | 0.53247 | 0.12599 | 0.0098657 | 0.0098657 | 0.0098657 | 0.014789 | 0.015279 | 0.014789 | 0.015279 | 0.014789 | 0.014989 | 0.014516 | 0.32342 | 0.091555 | 0.024587 | 0.024587 | 0.066527 | 0.024963 | 0.14946 | 0.039034 | 0.017866 | 0.013605 | 0.0054261 | 0.033257 | 0.25924 | 0.00098654 | 0.00099901 | 0.00098657 | 0.091392 | 0.0020439 | 0.00099848 | 0.027271 | 0.041232 | 0.032905 | 0.013565 | 0.013565 | 0.027221 | 0.013548 | 0 | 0.027268 | 0.031056 | 0.031056 | 0.019516 | 0.0098657 | 0.027584 | 0.22838 | 0.28227 | 0.53247 | 0.12599 | 0.025475 | 0.025475 | 0.0098657 | 0.035779 | 0.043019 | 0.035779 | 0.036522 | 0.035779 | 0.015279 | 0.014789 | 0.32342 | 0.069506 | 0.024587 | 0.024587 | 0.055028 | 0.041365 | 0.13901 | 0.029771 | 0.067841 | 0.013605 | 0.0054261 | 0.017239 | 0.20339 | 0.00098657 | 0.0034716 | 0.00098657 | 0.091392 | 0.00098657 | 0.00099901 | 0.027271 | 0.034946 | 0.032341 | 0.070417 | 0.035999 | 0.047258 | 0.047258 | 0 | 0.027107 | 0.055539 | 0.055079 | 0.019516 | 0.0098657 | 0.020879 | 0.22838 | 0.28227 | 0.53247 | 0.12599 | 0.0098657 | 0.0098657 | 0.0098657 | 0.014789 | 0.015279 | 0.014789 | 0.015279 | 0.014789 | 0.015091 | 0.014612 | 0.32342 | 0.089371 | 0.024587 | 0.024587 | 0.064239 | 0.024963 | 0.14662 | 0.029771 | 0.067841 | 0.013605 | 0.0054261 | 0.017239 | 0.20339 | 0.00098657 | 0.0039804 | 0.00098657 | 0.091392 | 0.00098657 | 0.00099901 | 0.027271 | 0.041698 | 0.032341 | 0.013548 | 0.070768 | 0.013548 | 0.013548 | 0 |  | 0.055539 | 0.055079 | 0.019516 | 0.0098657 | 0.020879 | 0.22838 | 0.28227 | 0.53247 | 0.12599 | 0.0098657 | 0.0098657 | 0.0098657 | 0.014789 | 0.015279 | 0.014789 | 0.015279 | 0.014789 | 0.014798 | 0.014336 | 0.32342 | 0.091555 | 0.024587 | 0.024587 | 0.066527 | 0.024963 | 0.14946 | 0.07277 | 0.07223 |  |  | 7 | 0.030608 |  |  | 7 | 0.056813 |  | -0.026205
1: Increased turbine loads | 0.025187 | 0.010659 | 0.00050681 |  | 0.50875 | 0.60375 | 0.00050688 | 0.0005005 |  | 0.0075156 | 0.00054659 | 0.00099923 | 0.0070628 | 0.51698 | 0.021873 | 0.0069695 | 0.0069695 | 0.013609 |  | 0 | 0.027316 | 0.51025 | 0.51025 | 0.50161 | 0.0099294 | 0.22307 |  |  |  |  | 0.062136 | 0.062136 | 0.010746 | 0.02058 | 0.024609 | 0.02058 | 0.021149 | 0.02058 | 0.015335 | 0.014842 |  |  |  |  | 0.36486 | 0.27401 | 0.44721 | 0.0099401 | 1 | 0.00050681 | 0.50275 | 0.50875 | 0.011773 | 0.1411 | 0.000505 | 0.000505 | 0.54659 | 0.0005005 | 0.0005005 | 0.00051366 | 0.00051698 | 0.010598 | 0.50687 | 0.50688 | 0.50687 | 0.50687 | 0 | 0.50687 | 0.51025 | 0.51025 | 0.01025 | 0.0099294 | 0.0060375 | 0.012022 | 0.012558 | 0.015048 | 0.011003 | 0.0050975 | 0.505 | 0.0027775 | 0.0027912 | 0.0027926 | 0.0027912 | 0.0027926 | 0.0027912 | 0.0069816 | 0.0069781 | 0.0036575 | 0.5125 | 0.0028188 | 0.0028188 | 0.5125 | 0.0005125 | 0.5525 | 0.025187 | 0.010659 | 0.00050681 |  | 0.50875 | 0.60375 | 0.00051025 | 0.0005005 |  | 0.0075156 | 0.00054659 | 0.00099923 | 0.0070628 | 0.51698 | 0.021873 | 0.0069695 | 0.0069695 | 0.013609 |  | 0 | 0.027316 | 0.51025 | 0.51025 | 0.50161 | 0.0099294 | 0.22307 |  |  |  |  | 0.062136 | 0.062136 | 0.010746 | 0.02058 | 0.024609 | 0.02058 | 0.021149 | 0.02058 | 0.015335 | 0.014842 |  |  |  |  | 0.36486 | 0.27401 | 0.44721 |  |  | 0.013598 | 0.0054612 | 0.017375 | 0.20599 | 0.0015143 | 0.00098973 | 0.00099294 | 0.10045 | 0.00099294 | 0.000999 | 0.00051366 | 0.033549 | 0.010598 | 0.0069781 | 0.020996 | 0.0069781 | 0.0069781 | 0 |  |  |  | 0.019514 | 0.0098657 |  | 0.2313 | 0.2859 | 0.5394 | 0.12756 | 0.0099294 | 0.0099294 | 0.0099294 | 0.015651 | 0.019347 | 0.015651 | 0.016164 | 0.018836 | 0.015217 | 0.014731 | 0.32759 | 0.024185 | 0.024821 | 0.024821 | 0.024185 | 0.024963 | 0.10038 | 0.02975 |  | 0.013605 | 0.0054612 | 0.017375 | 0.20599 | 0.00098973 |  | 0.00099294 | 0.091951 | 0.00099294 | 0.000999 | 0.026983 | 0.041736 | 0.032335 | 0.013609 | 0.013609 | 0.013548 | 0.013548 | 0 | 0.027268 | 0.055794 | 0.055331 | 0.019514 | 0.0098657 | 0.020978 | 0.2313 | 0.2859 | 0.5394 | 0.12756 | 0.0099294 | 0.0099294 | 0.0099294 | 0.014894 | 0.01539 | 0.014894 | 0.01539 | 0.014894 | 0.015279 | 0.014789 | 0.32759 |  | 0.024821 | 0.024821 |  | 0.024963 |  |  | 0.017866 | 0.013605 | 0.0054262 | 0.033253 | 0.25923 | 0.00098654 | 0.00099901 | 0.00098657 | 0.091392 | 0.0020436 | 0.00099848 | 0.027271 | 0.041232 | 0.032905 | 0.013565 | 0.013565 | 0.027194 | 0.013549 | 0 | 0.027268 | 0.031056 | 0.031056 | 0.019516 | 0.0098657 |  | 0.22838 | 0.28227 | 0.53248 | 0.12599 | 0.025472 | 0.025472 | 0.0098657 | 0.035776 | 0.043015 | 0.035776 | 0.036519 | 0.035776 | 0.015279 | 0.014789 | 0.32342 |  | 0.024587 | 0.024587 | 0.055028 | 0.041364 | 0.13901 | 0.029771 | 0.068142 | 0.013605 | 0.0054261 | 0.017239 | 0.20339 | 0.00098657 | 0.0038487 | 0.00098657 | 0.091392 | 0.00098657 | 0.00099901 | 0.027271 | 0.041698 | 0.032341 | 0.013548 |  | 0.013548 | 0.013548 | 0 | 0.020137 | 0.055539 | 0.055079 | 0.019516 | 0.0098657 | 0.020879 | 0.22838 | 0.28227 | 0.53247 | 0.12599 | 0.0098657 | 0.0098657 | 0.0098657 | 0.014789 | 0.015279 | 0.014789 | 0.015279 | 0.014789 | 0.0069816 | 0.0069781 | 0.32342 |  | 0.024587 | 0.024587 |  | 0.024963 |  | 0.029771 |  | 0.013605 | 0.0054261 | 0.017239 | 0.20339 | 0.00098654 |  | 0.00098657 | 0.091392 | 0.00098657 | 0.00099901 | 0.027271 | 0.04171 | 0.032341 | 0.013565 | 0.013565 | 0.013548 | 0.013548 | 0 | 0.027268 | 0.055539 | 0.055079 | 0.019516 | 0.0098657 | 0.020879 | 0.22838 | 0.28227 | 0.53247 | 0.12599 | 0.0098657 | 0.0098657 | 0.0098657 | 0.014789 | 0.015279 | 0.014789 | 0.015279 | 0.014789 | 0.015279 | 0.014789 | 0.32342 |  | 0.024587 | 0.024587 |  | 0.024963 |  | 0.029771 | 0.068142 | 0.013605 | 0.0054261 | 0.017239 | 0.20339 | 0.00098657 | 0.0034716 | 0.00098657 | 0.091392 | 0.00098657 | 0.00099901 | 0.027271 | 0.041706 | 0.032341 | 0.013565 | 0.013565 | 0.050466 | 0.04394 | 0 | 0.027268 | 0.055539 | 0.055079 | 0.019516 | 0.0098657 | 0.020879 | 0.22838 | 0.28227 | 0.53247 | 0.12599 | 0.0098657 | 0.0098657 | 0.0098657 | 0.014789 | 0.015279 | 0.014789 | 0.015279 | 0.014789 | 0.015279 | 0.014789 | 0.32342 |  | 0.024587 | 0.024587 |  | 0.024963 |  | 0.029771 | 0.068142 | 0.013605 | 0.0054261 | 0.017239 | 0.20339 | 0.00098657 | 0.0038487 | 0.00098657 | 0.091392 | 0.00098657 | 0.00099901 | 0.027271 | 0.041698 | 0.032341 | 0.013548 |  | 0.013548 | 0.013548 | 0 | 0.020137 | 0.055539 | 0.055079 | 0.019516 | 0.0098657 | 0.020879 | 0.22838 | 0.28227 | 0.53247 | 0.12599 | 0.0098657 | 0.0098657 | 0.0098657 | 0.014789 | 0.015279 | 0.014789 | 0.015279 | 0.014789 | 0.0069816 | 0.0069781 | 0.32342 |  | 0.024587 | 0.024587 |  | 0.024963 |  | 0.08526 | 0.074258 |  |  | 8 | 0.067176 |  |  | 8 | 0.057213 |  | 0.0099622
1: Vessel or Aircraft Collision | 0.50975 | 0.50975 | 0.00050681 | 0.0027875 | 0.0069317 | 0.0082261 | 0.00050681 | 0.5005 | 0.00050681 | 0.0074473 | 0.00050681 | 0.0005005 | 0.51366 | 0.51698 | 0.021873 | 0.50687 | 0.50688 | 0.026433 | 0.026433 | 0 | 0.023708 | 0.51025 | 0.51025 | 0.019684 | 0.0099294 | 0.47823 | 0.0083998 | 0.0087745 | 0.010514 | 0.0076879 | 0.0050681 | 0.0050681 | 0.0050681 | 0.0069147 | 0.0069181 | 0.0069147 | 0.0069181 | 0.0069147 | 0.01113 | 0.010883 | 0.0090606 | 0.44068 | 0.0069828 | 0.0069828 | 0.36486 | 0.0005125 | 0.44721 | 0.50975 | 0.50975 | 1 | 0.0027875 | 0.0069317 | 0.0082261 | 0.00050681 | 0.5005 | 0.00050681 | 0.0074473 | 0.00050681 | 0.0005005 | 0.51366 | 0.51698 | 0.021873 | 0.50687 | 0.50688 | 0.026433 | 0.026433 | 0 | 0.023708 | 0.51025 | 0.51025 | 0.019684 | 0.0050681 | 0.505 | 0.0083998 | 0.0087745 | 0.010514 | 0.0076879 | 0.0050681 | 0.0050681 | 0.0050681 | 0.0069147 | 0.0069181 | 0.0069147 | 0.0069181 | 0.0069147 | 0.01113 | 0.010883 | 0.0090606 | 0.44068 | 0.0069828 | 0.0069828 | 0.36486 | 0.0005125 | 0.44721 | 0.50975 | 0.50975 | 0.00050681 | 0.0027875 | 0.0069317 | 0.0082261 | 0.00050681 | 0.5005 | 0.00050681 | 0.0074473 | 0.00050681 | 0.0005005 | 0.51366 | 0.51698 | 0.021873 | 0.50687 | 0.50688 | 0.026433 | 0.026433 | 0 | 0.023708 | 0.51025 | 0.51025 | 0.019684 | 0.0099294 | 0.47823 | 0.0083998 | 0.0087745 | 0.010514 | 0.0076879 | 0.0050681 | 0.0050681 | 0.0050681 | 0.0069147 | 0.0069181 | 0.0069147 | 0.0069181 | 0.0069147 | 0.01113 | 0.010883 | 0.0090606 | 0.44068 | 0.0069828 | 0.0069828 | 0.36486 | 0.0005125 | 0.44721 | 0.50975 | 0.50975 | 0.00050681 | 0.0027875 | 0.0069317 | 0.0082261 | 0.00050681 | 0.5005 | 0.00050681 | 0.0074473 | 0.00050681 | 0.0005005 | 0.51366 | 0.51698 | 0.021873 | 0.50687 | 0.50688 | 0.026433 | 0.026433 | 0 | 0.023708 | 0.51025 | 0.51025 | 0.019684 | 0.0099294 | 0.47823 | 0.0083998 | 0.0087745 | 0.010514 | 0.0076879 | 0.0050681 | 0.0050681 | 0.0050681 | 0.0069147 | 0.0069181 | 0.0069147 | 0.0069181 | 0.0069147 | 0.01113 | 0.010883 | 0.0090606 | 0.44068 | 0.0069828 | 0.0069828 | 0.36486 | 0.0005125 | 0.44721 | 0.02975 | 0.068236 | 0.013605 | 0.0054612 | 0.017375 | 0.20599 | 0.00099294 | 0.0034875 | 0.00099294 | 0.092507 | 0.00099294 | 0.000999 | 0.00051366 | 0.041709 | 0.032334 | 0.013559 | 0.013559 | 0.048749 | 0.042213 | 0 | 0.027268 | 0.055862 | 0.055399 | 0.019514 | 0.0098657 | 0.020978 | 0.2313 | 0.2859 | 0.5394 | 0.12756 | 0.0099294 | 0.0099294 | 0.0099294 | 0.015651 | 0.016164 | 0.015651 | 0.016164 | 0.015651 | 0.015279 | 0.01479 | 0.32759 | 0.091845 | 0.024821 | 0.024821 | 0.066682 | 0.024963 | 0.1496 | 0.02975 | 0.068236 | 0.013605 | 0.0054612 | 0.017375 | 0.20599 | 0.00099294 | 0.0034875 | 0.00099294 | 0.092507 | 0.00099294 | 0.000999 | 0.028786 | 0.034952 | 0.032334 | 0.056649 | 0.028632 | 0.040884 | 0.040884 | 0 | 0.02716 | 0.055862 | 0.055399 | 0.019514 | 0.0098657 | 0.020978 | 0.2313 | 0.2859 | 0.5394 | 0.12756 | 0.0099294 | 0.0099294 | 0.0099294 | 0.014894 | 0.01539 | 0.014894 | 0.01539 | 0.014894 | 0.015153 | 0.01467 | 0.32759 | 0.089661 | 0.024821 | 0.024821 | 0.064393 | 0.024963 | 0.14676 | 0.029771 | 0.067841 | 0.013605 | 0.0054261 | 0.017239 | 0.20339 | 0.00098657 | 0.0039804 | 0.00098657 | 0.091392 | 0.00098657 | 0.00099901 | 0.027271 | 0.041619 | 0.032341 | 0.013385 | 0.013385 | 0.013548 | 0.013548 | 0 | 0.02727 | 0.055539 | 0.055079 | 0.019516 | 0.0098657 | 0.020879 | 0.22838 | 0.28227 | 0.53247 | 0.12599 | 0.0098657 | 0.0098657 | 0.0098657 | 0.029189 | 0.029936 | 0.029189 | 0.029936 | 0.029189 | 0.015281 | 0.014791 | 0.32342 | 0.09153 | 0.024587 | 0.024587 | 0.066501 | 0.024963 | 0.14943 | 0.029771 | 0.067841 | 0.013605 | 0.0054261 | 0.017239 | 0.20339 | 0.00098657 | 0.0034716 | 0.00098657 | 0.091392 | 0.00098657 | 0.00099901 | 0.028776 | 0.034946 | 0.032341 | 0.056333 | 0.028504 | 0.040697 | 0.040697 | 0 | 0.027161 | 0.055539 | 0.055079 | 0.019516 | 0.0098657 | 0.020879 | 0.22838 | 0.28227 | 0.53247 | 0.12599 | 0.0098657 | 0.0098657 | 0.0098657 | 0.014789 | 0.015279 | 0.014789 | 0.015279 | 0.014789 | 0.015154 | 0.014671 | 0.32342 | 0.089371 | 0.024587 | 0.024587 | 0.064239 | 0.024963 | 0.14662 | 0.029771 | 0.067841 | 0.013605 | 0.0054261 | 0.017239 | 0.20339 | 0.00098657 | 0.0039804 | 0.00098657 | 0.091392 | 0.00098657 | 0.00099901 | 0.027271 | 0.041619 | 0.032341 | 0.013385 | 0.013385 | 0.013548 | 0.013548 | 0 | 0.02727 | 0.055539 | 0.055079 | 0.019516 | 0.0098657 | 0.020879 | 0.22838 | 0.28227 | 0.53247 | 0.12599 | 0.0098657 | 0.0098657 | 0.0098657 | 0.029189 | 0.029936 | 0.029189 | 0.029936 | 0.029189 | 0.015281 | 0.014791 | 0.32342 | 0.09153 | 0.024587 | 0.024587 | 0.066501 | 0.024963 | 0.14943 | 0.029771 | 0.067841 | 0.013605 | 0.0054261 | 0.017239 | 0.20339 | 0.00098657 | 0.0034716 | 0.00098657 | 0.091392 | 0.00098657 | 0.00099901 | 0.028776 | 0.034946 | 0.032341 | 0.056333 | 0.028504 | 0.040697 | 0.040697 | 0 | 0.027161 | 0.055539 | 0.055079 | 0.019516 | 0.0098657 | 0.020879 | 0.22838 | 0.28227 | 0.53247 | 0.12599 | 0.0098657 | 0.0098657 | 0.0098657 | 0.014789 | 0.015279 | 0.014789 | 0.015279 | 0.014789 | 0.015154 | 0.014671 | 0.32342 | 0.089371 | 0.024587 | 0.024587 | 0.064239 | 0.024963 | 0.14662 | 0.095105 | 0.01165 |  |  | 9 | 0.057517 |  |  | 9 | 0.057517 |  | 2.921e-10
1: Falling topside components | 0.025187 | 0.010659 | 0.00050681 | 0.14466 | 0.50875 | 0.60375 | 0.00050688 | 0.0005005 | 0.02655 | 0.0075156 | 0.00054659 | 0.00099923 | 0.0070628 | 0.51698 | 0.021873 | 0.0069695 | 0.0069695 | 0.0069695 | 0.47045 | 0 | 0.020137 | 0.51025 | 0.51025 |  | 0.0099294 | 0.22307 | 0.24129 | 0.2968 | 0.55457 | 0.13581 | 0.505 | 0.505 | 0.010746 | 0.5075 | 0.50775 | 0.5075 | 0.50775 | 0.5075 | 0.0069816 | 0.0069781 | 0.62755 | 0.44068 | 0.44131 | 0.44131 | 0.36486 | 0.27401 | 0.44721 | 0.015048 | 0.13837 | 0.00050681 | 1 | 0.14267 | 0.60375 | 0.1411 | 0.19656 | 0.09951 | 0.54659 | 0.0005005 | 0.0005005 | 0.51366 | 0.51698 | 0.010598 | 0.50688 | 0.0069781 | 0.50687 | 0.50687 | 0 | 0.50687 | 0.51025 | 0.51025 | 0.01025 | 0.0099294 | 0.47823 | 0.0033907 | 0.003542 | 0.0042443 | 0.0031034 | 0.0027775 | 0.0027775 | 0.0027775 | 0.0027912 | 0.0027926 | 0.0027912 | 0.0027926 | 0.0027912 | 0.0069816 | 0.0069781 | 0.0036575 | 0.5125 | 0.0028187 | 0.0028187 | 0.010506 | 0.010506 | 0.011326 | 0.025187 | 0.010659 | 0.00050681 | 0.14466 | 0.50875 | 0.60375 | 0.00050688 | 0.0005005 | 0.02655 | 0.0075156 | 0.00054659 | 0.00099923 | 0.0070628 | 0.51698 | 0.021873 | 0.0069695 | 0.0069695 | 0.0069695 | 0.47045 | 0 | 0.020137 | 0.51025 | 0.51025 |  | 0.0099294 | 0.22307 | 0.24129 | 0.2968 | 0.55457 | 0.13581 | 0.505 | 0.505 | 0.010746 | 0.5075 | 0.50775 | 0.5075 | 0.50775 | 0.5075 | 0.0069816 | 0.0069781 | 0.62755 | 0.44068 | 0.44131 | 0.44131 | 0.36486 | 0.27401 | 0.44721 | 0.02975 | 0.069578 | 0.013598 | 0.0054612 | 0.017375 | 0.20599 | 0.001539 | 0.00098973 | 0.00099294 | 0.101 | 0.00099294 | 0.000999 | 0.00051366 | 0.033549 | 0.03201 | 0.0069781 | 0.021021 | 0.0069781 | 0.0069781 | 0 | 0.027215 | 0.069941 | 0.069491 | 0.019514 | 0.0098657 | 0.020978 | 0.2313 | 0.2859 | 0.5394 | 0.12756 | 0.0099294 | 0.0099294 | 0.0099294 | 0.015651 | 0.019651 | 0.015651 | 0.016164 | 0.019137 | 0.015217 | 0.01473 | 0.32759 | 0.024185 | 0.024821 | 0.024821 | 0.024185 | 0.024963 | 0.10038 | 0.02975 | 0.068236 | 0.013605 | 0.0054612 | 0.017375 | 0.20599 | 0.00099294 | 0.0039982 | 0.00099294 | 0.092507 | 0.00099294 | 0.000999 | 0.026983 | 0.041729 | 0.032334 | 0.0136 | 0.013609 | 0.0136 | 0.0136 | 0 | 0.027268 | 0.055862 | 0.055399 | 0.019514 | 0.0098657 | 0.020978 | 0.2313 | 0.2859 | 0.5394 | 0.12756 | 0.0099294 | 0.0099294 | 0.0099294 | 0.014894 | 0.01539 | 0.014894 | 0.01539 | 0.014894 | 0.015279 | 0.014789 | 0.32759 | 0.091852 | 0.024821 | 0.024821 | 0.066689 | 0.024963 | 0.14961 | 0.039034 | 0.017866 | 0.013605 | 0.0054262 | 0.033253 | 0.25923 | 0.00098651 | 0.00099901 | 0.00098657 | 0.091388 | 0.0020436 | 0.00099848 | 0.027271 | 0.041232 | 0.032905 | 0.013565 | 0.013565 | 0.027194 | 0.013549 | 0 | 0.027268 | 0.031056 | 0.031056 | 0.019516 | 0.0098657 | 0.027582 | 0.22838 | 0.28227 | 0.53248 | 0.12599 | 0.025472 | 0.025472 | 0.0098657 | 0.035776 | 0.043015 | 0.035776 | 0.036519 | 0.035776 | 0.015279 | 0.014789 | 0.32342 | 0.069505 | 0.024587 | 0.024587 | 0.055027 | 0.041364 | 0.13901 | 0.029771 | 0.067841 | 0.013605 | 0.0054261 | 0.017239 | 0.20339 | 0.00098657 | 0.0039804 | 0.00098657 | 0.091392 | 0.00098657 | 0.00099901 | 0.027271 | 0.041698 | 0.032341 | 0.013548 | 0.049041 | 0.013548 | 0.013548 | 0 | 0.027013 | 0.055539 | 0.055079 | 0.019516 | 0.0098657 | 0.020879 | 0.22838 | 0.28227 | 0.53247 | 0.12599 | 0.0098657 | 0.0098657 | 0.0098657 | 0.014789 | 0.015279 | 0.014789 | 0.015279 | 0.014789 | 0.014981 | 0.014509 | 0.32342 | 0.091555 | 0.024587 | 0.024587 | 0.066527 | 0.024963 | 0.14946 | 0.029771 | 0.067841 | 0.013605 | 0.0054261 | 0.017239 | 0.20339 | 0.00098657 | 0.0039804 | 0.00098657 | 0.091392 | 0.00098657 | 0.00099901 | 0.027271 | 0.041698 | 0.032341 | 0.013548 | 0.013565 | 0.013548 | 0.013548 | 0 | 0.027268 | 0.055539 | 0.055079 | 0.019516 | 0.0098657 | 0.020879 | 0.22838 | 0.28227 | 0.53247 | 0.12599 | 0.0098657 | 0.0098657 | 0.0098657 | 0.014789 | 0.015279 | 0.014789 | 0.015279 | 0.014789 | 0.015279 | 0.014789 | 0.32342 | 0.091555 | 0.024587 | 0.024587 | 0.066527 | 0.024963 | 0.14946 | 0.029771 | 0.067841 | 0.013605 | 0.0054261 | 0.017239 | 0.20339 | 0.00098657 | 0.0034716 | 0.00098657 | 0.091392 | 0.00098657 | 0.00099901 | 0.027271 | 0.041706 | 0.032341 | 0.013565 | 0.013565 | 0.047247 | 0.040697 | 0 | 0.027268 | 0.055539 | 0.055079 | 0.019516 | 0.0098657 | 0.020879 | 0.22838 | 0.28227 | 0.53247 | 0.12599 | 0.0098657 | 0.0098657 | 0.0098657 | 0.014789 | 0.015279 | 0.014789 | 0.015279 | 0.014789 | 0.015279 | 0.014789 | 0.32342 | 0.091558 | 0.024587 | 0.024587 | 0.06653 | 0.024963 | 0.14946 | 0.029771 | 0.067841 | 0.013605 | 0.0054261 | 0.017239 | 0.20339 | 0.00098657 | 0.0039804 | 0.00098657 | 0.091392 | 0.00098657 | 0.00099901 | 0.027271 | 0.041698 | 0.032341 | 0.013548 | 0.049029 | 0.013548 | 0.013548 | 0 | 0.027013 | 0.055539 | 0.055079 | 0.019516 | 0.0098657 | 0.020879 | 0.22838 | 0.28227 | 0.53247 | 0.12599 | 0.0098657 | 0.0098657 | 0.0098657 | 0.014789 | 0.015279 | 0.014789 | 0.015279 | 0.014789 | 0.014981 | 0.014509 | 0.32342 | 0.091555 | 0.024587 | 0.024587 | 0.066527 | 0.024963 | 0.14946 | 0.10834 | 0.045026 |  | 3 | 0 | 0.055686 |  | 3 | 0 | 0.049532 |  | 0.0061544
1: Turbine parked | 0.02975 | 0.054819 | 0.013612 | 0.0054612 | 0.017375 | 0.20599 | 0.00050688 | 0.0032457 | 0.00099294 | 0.0075156 | 0.00099294 | 0.000999 | 0.00051366 | 0.27928 | 0.032573 | 0.50688 | 0.50688 | 0.27782 | 0.042213 | 0 | 0.023708 | 0.045464 | 0.044996 | 0.019514 | 0.0098657 | 0.020978 | 0.2313 | 0.2859 | 0.5394 | 0.12756 | 0.0099294 | 0.0099294 | 0.0099294 | 0.015651 | 0.016164 | 0.015651 | 0.016164 | 0.015651 | 0.01113 | 0.010883 | 0.32759 |  | 0.024821 | 0.024821 |  | 0.024963 |  | 0.50975 | 0.010659 | 0.00050681 | 0.0027775 | 1 | 0.010566 | 0.00051025 | 0.09951 | 0.000505 | 0.0095654 | 0.00054659 | 0.0005005 | 0.51366 | 0.51698 | 0.010598 | 0.0075156 | 0.0075156 | 0.0069695 | 0.50687 | 0 | 0.50687 | 0.011205 | 0.011205 | 0.51 | 0.0099294 | 0.0050875 | 0.6165 | 0.644 | 0.77169 | 0.56425 | 0.0054659 | 0.0054659 | 0.000505 | 0.5075 | 0.50775 | 0.5075 | 0.50775 | 0.5075 | 0.0069816 | 0.0069781 | 0.665 | 0.5125 | 0.5125 | 0.5125 | 0.010506 | 0.5125 | 0.011326 | 0.034606 | 0.14052 | 0.00050681 | 0.0057603 | 0.00050875 | 0.00060375 | 0.00051025 | 0.0005005 | 0.0012976 | 0.54659 | 0.0010473 | 0.00099898 | 0.51366 | 0.00051698 | 0.033608 | 0.00050688 | 0.00050688 | 0.013652 | 0.25784 | 0 | 0.027362 | 0.00051025 | 0.00051025 | 0.062625 | 0.0099294 | 0.011535 | 0.23581 | 0.29135 | 0.54924 | 0.13027 | 0.010695 | 0.010695 | 0.010473 | 0.15851 | 0.16502 | 0.15851 | 0.16377 | 0.15851 | 0.015389 | 0.014893 | 0.34198 | 0.026393 | 0.027023 | 0.027023 | 0.026007 | 0.024736 | 0.10787 | 0.02975 | 0.13992 | 0.013128 | 0.0054612 | 0.017375 | 0.20599 | 0.03736 | 0.00050688 | 0.00099294 | 0.54659 | 0.00099294 | 0.000999 | 0.00051366 | 0.0071085 | 0.03066 | 0.0069781 | 0.50687 | 0.0069781 | 0.0069781 | 0 | 0.023708 | 0.12858 | 0.12817 | 0.019514 | 0.009868 | 0.020978 | 0.2313 | 0.2859 | 0.5394 | 0.12756 | 0.0099294 | 0.0099294 | 0.0099294 | 0.015651 | 0.50775 | 0.015651 | 0.016164 | 0.5075 | 0.01113 | 0.010883 | 0.32759 | 0.024493 | 0.024821 | 0.024821 | 0.024493 | 0.024963 | 0.10262 | 0.02975 | 0.068149 | 0.013605 | 0.0054612 | 0.017375 | 0.20599 | 0.00098973 | 0.0034859 | 0.00099294 | 0.091951 | 0.00099294 | 0.000999 | 0.026983 | 0.041736 | 0.032335 | 0.013609 | 0.013609 | 0.047381 | 0.040884 | 0 | 0.027268 | 0.055794 | 0.055331 | 0.019514 | 0.0098657 | 0.020978 | 0.2313 | 0.2859 | 0.5394 | 0.12756 | 0.0099294 | 0.0099294 | 0.0099294 | 0.014894 | 0.01539 | 0.014894 | 0.01539 | 0.014894 | 0.015279 | 0.014789 | 0.32759 | 0.091793 | 0.024821 | 0.024821 | 0.066659 | 0.024963 | 0.14958 | 0.02977 | 0.067855 | 0.013605 | 0.0054274 | 0.017244 | 0.20349 | 0.0009868 | 0.0039831 | 0.0009868 | 0.091433 | 0.0009868 | 0.00099901 | 0.027271 | 0.047526 | 0.032341 | 0.025636 | 0.013385 | 0.013574 | 0.013574 | 0 | 0.02727 | 0.055551 | 0.055091 | 0.019516 | 0.0098657 | 0.020883 | 0.22848 | 0.2824 | 0.53273 | 0.12605 | 0.009868 | 0.009868 | 0.009868 | 0.028958 | 0.029705 | 0.028958 | 0.029705 | 0.028958 | 0.015281 | 0.014791 | 0.32357 | 0.093451 | 0.024595 | 0.024595 | 0.068508 | 0.024963 | 0.15192 | 0.029771 | 0.067841 | 0.013605 | 0.0054261 | 0.017239 | 0.20339 | 0.00098657 | 0.0039804 | 0.00098657 | 0.091392 | 0.00098657 | 0.00099901 | 0.048125 | 0.041698 | 0.032341 | 0.013548 | 0.048071 | 0.013548 | 0.013548 | 0 | 0.02702 | 0.055539 | 0.055079 | 0.019516 | 0.0098657 | 0.020879 | 0.22838 | 0.28227 | 0.53247 | 0.12599 | 0.0098657 | 0.0098657 | 0.0098657 | 0.014789 | 0.015279 | 0.014789 | 0.015279 | 0.014789 | 0.014989 | 0.014516 | 0.32342 | 0.091555 | 0.024587 | 0.024587 | 0.066527 | 0.024963 | 0.14946 | 0.039034 | 0.017866 | 0.013605 | 0.0054261 | 0.033257 | 0.25924 | 0.00098654 | 0.00099901 | 0.00098657 | 0.091392 | 0.0020439 | 0.00099848 | 0.027271 | 0.041232 | 0.032905 | 0.013565 | 0.013565 | 0.027221 | 0.013548 | 0 | 0.027268 | 0.031056 | 0.031056 | 0.019516 | 0.0098657 | 0.027584 | 0.22838 | 0.28227 | 0.53247 | 0.12599 | 0.025475 | 0.025475 | 0.0098657 | 0.035779 | 0.043019 | 0.035779 | 0.036522 | 0.035779 | 0.015279 | 0.014789 | 0.32342 | 0.069506 | 0.024587 | 0.024587 | 0.055028 | 0.041365 | 0.13901 | 0.029771 | 0.067841 | 0.013605 | 0.0054261 | 0.017239 | 0.20339 | 0.00098657 | 0.0034716 | 0.00098657 | 0.091392 | 0.00098657 | 0.00099901 | 0.027271 | 0.034946 | 0.032341 | 0.070417 | 0.035999 | 0.047258 | 0.047258 | 0 | 0.027107 | 0.055539 | 0.055079 | 0.019516 | 0.0098657 | 0.020879 | 0.22838 | 0.28227 | 0.53247 | 0.12599 | 0.0098657 | 0.0098657 | 0.0098657 | 0.014789 | 0.015279 | 0.014789 | 0.015279 | 0.014789 | 0.015091 | 0.014612 | 0.32342 | 0.089371 | 0.024587 | 0.024587 | 0.064239 | 0.024963 | 0.14662 | 0.029771 | 0.067841 | 0.013605 | 0.0054261 | 0.017239 | 0.20339 | 0.00098657 | 0.0039804 | 0.00098657 | 0.091392 | 0.00098657 | 0.00099901 | 0.027271 | 0.041698 | 0.032341 | 0.013548 | 0.070768 | 0.013548 | 0.013548 | 0 |  | 0.055539 | 0.055079 | 0.019516 | 0.0098657 | 0.020879 | 0.22838 | 0.28227 | 0.53247 | 0.12599 | 0.0098657 | 0.0098657 | 0.0098657 | 0.014789 | 0.015279 | 0.014789 | 0.015279 | 0.014789 | 0.014798 | 0.014336 | 0.32342 | 0.091555 | 0.024587 | 0.024587 | 0.066527 | 0.024963 | 0.14946 | 0.090887 | 0.080082 |  |  | 1 | 0.076764 |  |  | 1 | 0.099686 |  | -0.022922
1: Reduced power output | 0 | 0 | 0 | 0 | 0 | 0 | 0 | 0 | 0 | 0 | 0 | 0 | 0 | 0 | 0 | 0 | 0 | 0 | 0 | 0 | 0 | 0 | 0 | 0 | 0 | 0 | 0 | 0 | 0 | 0 | 0 | 0 | 0 | 0 | 0 | 0 | 0 | 0 | 0 | 0 | 0 | 0 | 0 | 0 | 0 | 0 | 0 | 0 | 0 | 0 | 0 | 0 | 1 | 0 | 0 | 0 | 0 | 0 | 0 | 0 | 0 | 0 | 0 | 0 | 0 | 0 | 0 | 0 | 0 | 0 | 0 | 0 | 0.0060375 | 0 | 0 | 0 | 0 | 0 | 0 | 0 | 0 | 0 | 0 | 0 | 0 | 0 | 0 | 0 | 0 | 0 | 0 | 0 | 0 | 0 | 0 | 0 | 0 | 0 | 0 | 0 | 0 | 0 | 0 | 0 | 0 | 0 | 0 | 0 | 0 | 0 | 0 | 0 | 0 | 0 | 0 | 0 | 0 | 0 | 0 | 0 | 0 | 0 | 0 | 0 | 0 | 0 | 0 | 0 | 0 | 0 | 0 | 0 | 0 | 0 | 0 | 0 | 0 | 0 | 0 | 0 | 0 | 0 | 0 | 0 | 0 | 0 | 0 | 0 | 0 | 0 | 0 | 0 | 0 | 0 | 0 | 0 | 0 | 0 | 0 | 0 | 0 | 0 | 0 | 0 | 0 | 0 | 0 | 0 | 0 | 0 | 0 | 0 | 0 | 0 | 0 | 0 | 0 | 0 | 0 | 0 | 0 | 0 | 0 | 0 | 0 | 0 | 0 | 0 | 0 | 0 | 0 | 0 | 0 | 0 | 0 | 0 | 0 | 0 | 0 | 0 | 0 | 0 | 0 | 0 | 0 | 0 | 0 | 0 | 0 | 0 | 0 | 0 | 0 | 0 | 0 | 0 | 0 | 0 | 0 | 0 | 0 | 0 | 0 | 0 | 0 | 0 | 0 | 0 | 0 | 0 | 0 | 0 | 0 | 0 | 0 | 0 | 0 | 0 | 0 | 0 | 0 | 0 | 0 | 0 | 0 | 0 | 0 | 0 | 0 | 0 | 0 | 0 | 0 | 0 | 0 | 0 | 0 | 0 | 0 | 0 | 0 | 0 | 0 | 0 | 0 | 0 | 0 | 0 | 0 | 0 | 0 | 0 | 0 | 0 | 0 | 0 | 0 | 0 | 0 | 0 | 0 | 0 | 0 | 0 | 0 | 0 | 0 | 0 | 0 | 0 | 0 | 0 | 0 | 0 | 0 | 0 | 0 | 0 | 0 | 0 | 0 | 0 | 0 | 0 | 0 | 0 | 0 | 0 | 0 | 0 | 0 | 0 | 0 | 0 | 0 | 0 | 0 | 0 | 0 | 0 | 0 | 0 | 0 | 0 | 0 | 0 | 0 | 0 | 0 | 0 | 0 | 0 | 0 | 0 | 0 | 0 | 0 | 0 | 0 | 0 | 0 | 0 | 0 | 0 | 0 | 0 | 0 | 0 | 0 | 0 | 0 | 0 | 0 | 0 | 0 | 0 | 0 | 0 | 0 | 0 | 0 | 0 | 0 | 0 | 0 | 0 | 0 | 0 | 0 | 0 | 0 | 0 | 0 | 0 | 0 | 0 | 0 | 0 | 0 | 0 | 0 | 0 | 0 | 0 | 0 | 0 | 0 | 0 | 0 | 0 | 0 | 0 | 0 | 0 | 0 | 0 | 0 | 0 | 0 | 0 | 0 | 0 | 0 | 0 | 0 | 0 | 0 | 0 | 0 | 0 | 0 | 0 | 0 | 0 | 0 | 0 | 0 | 0 | 0 | 0 | 0 | 0 | 0 | 0 | 0 | 0 | 0 | 0 | 0 | 0 | 0 | 0 | 0 | 0 | 0 | 0 | 0 | 0 | 0 | 0 | 0 | 0 | 0 | 0 | 0 | 0 | 0 | 0 | 0 | 0 | 0 | 0 | 0 | 0 | 0 | 0 | 0 | 0 | 0 | 0 | 0 | 0 | 0 | 0 | 0 | 0 | 0 | 0 | 0 | 0 | 0.0021405 | 0.22431 |  |  | 2 | 0.15054 |  |  | 2 | 0.1816 |  | -0.031059
1: Drift off station | 0.50975 | 0.50975 | 0.00050681 | 0.0027875 | 0.0069317 | 0.0082261 | 0.00050681 | 0.5005 | 0.00050681 | 0.0074473 | 0.00050681 | 0.0005005 | 0.00051366 | 0.51698 | 0.021873 | 0.0070628 | 0.0070628 | 0.46928 | 0.46824 | 0 | 0.027315 | 0.51025 | 0.51025 | 0.019684 | 0.0099294 | 0.47823 | 0.0083998 | 0.0087745 | 0.010514 | 0.0076879 | 0.0050681 | 0.0050681 | 0.0050681 | 0.5075 | 0.50775 | 0.5075 | 0.50775 | 0.5075 | 0.015334 | 0.014841 | 0.0090606 | 0.44068 | 0.0069828 | 0.0069828 | 0.36486 | 0.0005125 | 0.44721 | 0.50975 | 0.50975 | 0.00050681 | 0.0027875 | 0.00050875 | 0.00060375 | 1 | 0.0005005 | 0.5005 | 0.54659 | 0.00050681 | 0.0005005 | 0.00051366 | 0.00051698 | 0.010598 | 0.00050688 | 0.00050688 | 0.0069695 | 0.47045 | 0 | 0.020137 | 0.00051025 | 0.00051025 | 0.39148 | 0.0050681 | 0.47823 | 0.0083998 | 0.0087745 | 0.010514 | 0.0076879 | 0.505 | 0.505 | 0.0050681 | 0.5075 | 0.50775 | 0.5075 | 0.50775 | 0.5075 | 0.0069816 | 0.0069781 | 0.665 | 0.5125 | 0.5125 | 0.5125 | 0.5125 | 0.010506 | 0.5525 | 0.50975 | 0.50975 | 0.00050681 | 0.0027875 | 0.0069317 | 0.0082261 | 0.00050681 | 0.5005 | 0.00050681 | 0.0074473 | 0.00050681 | 0.0005005 | 0.00051366 | 0.51698 | 0.021873 | 0.0070628 | 0.0070628 | 0.46928 | 0.46824 | 0 | 0.027315 | 0.51025 | 0.51025 | 0.019684 | 0.0099294 | 0.47823 | 0.0083998 | 0.0087745 | 0.010514 | 0.0076879 | 0.0050681 | 0.0050681 | 0.0050681 | 0.5075 | 0.50775 | 0.5075 | 0.50775 | 0.5075 | 0.015334 | 0.014841 | 0.0090606 | 0.44068 | 0.0069828 | 0.0069828 | 0.36486 | 0.0005125 | 0.44721 | 0.50975 | 0.50975 | 0.00050681 | 0.0027875 | 0.0069317 | 0.0082261 | 0.00050681 | 0.5005 | 0.00050681 | 0.0074473 | 0.00050681 | 0.0005005 | 0.51366 | 0.51698 | 0.021873 | 0.50687 | 0.50688 | 0.026433 | 0.026433 | 0 | 0.023708 | 0.51025 | 0.51025 | 0.019684 | 0.0099294 | 0.47823 | 0.0083998 | 0.0087745 | 0.010514 | 0.0076879 | 0.0050681 | 0.0050681 | 0.0050681 | 0.0069147 | 0.0069181 | 0.0069147 | 0.0069181 | 0.0069147 | 0.01113 | 0.010883 | 0.0090606 | 0.44068 | 0.0069828 | 0.0069828 | 0.36486 | 0.0005125 | 0.44721 | 0.02975 | 0.068236 | 0.013605 | 0.0054612 | 0.017375 | 0.20599 | 0.00099294 | 0.0039963 | 0.00099294 | 0.092507 | 0.00099294 | 0.000999 | 0.00051366 | 0.041709 | 0.032334 | 0.013559 | 0.013559 | 0.013548 | 0.013548 | 0 | 0.027268 | 0.055862 | 0.055399 | 0.019514 | 0.0098657 | 0.020978 | 0.2313 | 0.2859 | 0.5394 | 0.12756 | 0.0099294 | 0.0099294 | 0.0099294 | 0.015651 | 0.016164 | 0.015651 | 0.016164 | 0.015651 | 0.015279 | 0.01479 | 0.32759 | 0.091845 | 0.024821 | 0.024821 | 0.066682 | 0.024963 | 0.1496 | 0.02975 | 0.068236 | 0.013605 | 0.0054612 | 0.017375 | 0.20599 | 0.00099294 | 0.0034875 | 0.00099294 | 0.092507 | 0.00099294 | 0.000999 | 0.028786 | 0.034952 | 0.032334 | 0.056649 | 0.028632 | 0.040884 | 0.040884 | 0 | 0.02716 | 0.055862 | 0.055399 | 0.019514 | 0.0098657 | 0.020978 | 0.2313 | 0.2859 | 0.5394 | 0.12756 | 0.0099294 | 0.0099294 | 0.0099294 | 0.014894 | 0.01539 | 0.014894 | 0.01539 | 0.014894 | 0.015153 | 0.01467 | 0.32759 | 0.089661 | 0.024821 | 0.024821 | 0.064393 | 0.024963 | 0.14676 | 0.029771 | 0.067841 | 0.013605 | 0.0054261 | 0.017239 | 0.20339 | 0.00098657 | 0.0039804 | 0.00098657 | 0.091392 | 0.00098657 | 0.00099901 | 0.027271 | 0.041619 | 0.032341 | 0.013385 | 0.013385 | 0.013548 | 0.013548 | 0 | 0.02727 | 0.055539 | 0.055079 | 0.019516 | 0.0098657 | 0.020879 | 0.22838 | 0.28227 | 0.53247 | 0.12599 | 0.0098657 | 0.0098657 | 0.0098657 | 0.029189 | 0.029936 | 0.029189 | 0.029936 | 0.029189 | 0.015281 | 0.014791 | 0.32342 | 0.09153 | 0.024587 | 0.024587 | 0.066501 | 0.024963 | 0.14943 | 0.029771 | 0.067841 | 0.013605 | 0.0054261 | 0.017239 | 0.20339 | 0.00098657 | 0.0034716 | 0.00098657 | 0.091392 | 0.00098657 | 0.00099901 | 0.028776 | 0.034946 | 0.032341 | 0.056333 | 0.028504 | 0.040697 | 0.040697 | 0 | 0.027161 | 0.055539 | 0.055079 | 0.019516 | 0.0098657 | 0.020879 | 0.22838 | 0.28227 | 0.53247 | 0.12599 | 0.0098657 | 0.0098657 | 0.0098657 | 0.014789 | 0.015279 | 0.014789 | 0.015279 | 0.014789 | 0.015154 | 0.014671 | 0.32342 | 0.089371 | 0.024587 | 0.024587 | 0.064239 | 0.024963 | 0.14662 | 0.029771 | 0.067841 | 0.013605 | 0.0054261 | 0.017239 | 0.20339 | 0.00098657 | 0.0039804 | 0.00098657 | 0.091392 | 0.00098657 | 0.00099901 | 0.027271 | 0.041619 | 0.032341 | 0.013385 | 0.013385 | 0.013548 | 0.013548 | 0 | 0.02727 | 0.055539 | 0.055079 | 0.019516 | 0.0098657 | 0.020879 | 0.22838 | 0.28227 | 0.53247 | 0.12599 | 0.0098657 | 0.0098657 | 0.0098657 | 0.029189 | 0.029936 | 0.029189 | 0.029936 | 0.029189 | 0.015281 | 0.014791 | 0.32342 | 0.09153 | 0.024587 | 0.024587 | 0.066501 | 0.024963 | 0.14943 | 0.029771 | 0.067841 | 0.013605 | 0.0054261 | 0.017239 | 0.20339 | 0.00098657 | 0.0034716 | 0.00098657 | 0.091392 | 0.00098657 | 0.00099901 | 0.028776 | 0.034946 | 0.032341 | 0.056333 | 0.028504 | 0.040697 | 0.040697 | 0 | 0.027161 | 0.055539 | 0.055079 | 0.019516 | 0.0098657 | 0.020879 | 0.22838 | 0.28227 | 0.53247 | 0.12599 | 0.0098657 | 0.0098657 | 0.0098657 | 0.014789 | 0.015279 | 0.014789 | 0.015279 | 0.014789 | 0.015154 | 0.014671 | 0.32342 | 0.089371 | 0.024587 | 0.024587 | 0.064239 | 0.024963 | 0.14662 | 0.1109 | 0.0072106 |  |  | 3 | 0.20854 |  |  | 3 | 0.20854 |  | 0
1: Compromised buoyancy/stability | 0.02975 | 0.054819 | 0.013612 | 0.0054612 | 0.017375 | 0.20599 | 0.00050688 | 0.0032457 | 0.00099294 | 0.0075156 | 0.00099294 | 0.000999 | 0.00051366 | 0.27928 | 0.032573 | 0.50687 | 0.50687 | 0.27782 | 0.042213 | 0 | 0.023708 | 0.045464 | 0.044996 | 0.019514 | 0.0098657 | 0.020978 | 0.2313 | 0.2859 | 0.5394 | 0.12756 | 0.0099294 | 0.0099294 | 0.0099294 | 0.015651 | 0.016164 | 0.015651 | 0.016164 | 0.015651 | 0.01113 | 0.010883 | 0.32759 |  | 0.024821 | 0.024821 |  | 0.024963 |  | 0.50975 | 0.50975 | 0.00050681 | 0.0027775 | 0.50875 | 0.60375 | 0.00051025 | 1 | 0.0005005 | 0.00054659 | 0.5005 | 0.0005005 | 0.51366 | 0.51698 | 0.010598 | 0.0075156 | 0.0075156 | 0.0069695 | 0.50687 | 0 | 0.50687 | 0.011205 | 0.011205 | 0.51 | 0.0099294 | 0.47823 | 0.6165 | 0.644 | 0.77169 | 0.56425 | 0.505 | 0.505 | 0.000505 | 0.5075 | 0.50775 | 0.5075 | 0.50775 | 0.5075 | 0.0069816 | 0.0069781 | 0.665 | 0.5125 | 0.5125 | 0.5125 | 0.010506 | 0.5125 | 0.011326 | 0.034606 | 0.14052 | 0.00050681 | 0.0057603 | 0.00050875 | 0.00060375 | 0.00051025 | 0.0005005 | 0.0012976 | 0.54659 | 0.0010473 | 0.00099898 | 0.51366 | 0.00051698 | 0.033608 | 0.00050688 | 0.00050688 | 0.013652 | 0.25784 | 0 | 0.027362 | 0.00051025 | 0.00051025 | 0.062625 | 0.0099294 | 0.011535 | 0.23581 | 0.29135 | 0.54924 | 0.13027 | 0.010695 | 0.010695 | 0.010473 | 0.15851 | 0.16502 | 0.15851 | 0.16377 | 0.15851 | 0.015389 | 0.014893 | 0.34198 | 0.026393 | 0.027023 | 0.027023 | 0.026007 | 0.024736 | 0.10787 | 0.02975 | 0.13992 | 0.013128 | 0.0054612 | 0.017375 | 0.20599 | 0.03736 | 0.00050688 | 0.00099294 | 0.54659 | 0.00099294 | 0.000999 | 0.00051366 | 0.0071085 | 0.03066 | 0.0069781 | 0.50687 | 0.0069781 | 0.0069781 | 0 | 0.023708 | 0.12858 | 0.12817 | 0.019514 | 0.009868 | 0.020978 | 0.2313 | 0.2859 | 0.5394 | 0.12756 | 0.0099294 | 0.0099294 | 0.0099294 | 0.015651 | 0.50775 | 0.015651 | 0.016164 | 0.5075 | 0.01113 | 0.010883 | 0.32759 | 0.024493 | 0.024821 | 0.024821 | 0.024493 | 0.024963 | 0.10262 | 0.02975 | 0.068149 | 0.013605 | 0.0054612 | 0.017375 | 0.20599 | 0.00098973 | 0.0034859 | 0.00099294 | 0.091951 | 0.00099294 | 0.000999 | 0.026983 | 0.041736 | 0.032335 | 0.013609 | 0.013609 | 0.047381 | 0.040884 | 0 | 0.027268 | 0.055794 | 0.055331 | 0.019514 | 0.0098657 | 0.020978 | 0.2313 | 0.2859 | 0.5394 | 0.12756 | 0.0099294 | 0.0099294 | 0.0099294 | 0.014894 | 0.01539 | 0.014894 | 0.01539 | 0.014894 | 0.015279 | 0.014789 | 0.32759 | 0.091793 | 0.024821 | 0.024821 | 0.066659 | 0.024963 | 0.14958 | 0.02977 | 0.067855 | 0.013605 | 0.0054274 | 0.017244 | 0.20349 | 0.0009868 | 0.0039831 | 0.0009868 | 0.091433 | 0.0009868 | 0.00099901 | 0.027271 | 0.047526 | 0.032341 | 0.025636 | 0.013385 | 0.013574 | 0.013574 | 0 | 0.02727 | 0.055551 | 0.055091 | 0.019516 | 0.0098657 | 0.020883 | 0.22848 | 0.2824 | 0.53273 | 0.12605 | 0.009868 | 0.009868 | 0.009868 | 0.028958 | 0.029705 | 0.028958 | 0.029705 | 0.028958 | 0.015281 | 0.014791 | 0.32357 | 0.093451 | 0.024595 | 0.024595 | 0.068508 | 0.024963 | 0.15192 | 0.029771 | 0.067841 | 0.013605 | 0.0054261 | 0.017239 | 0.20339 | 0.00098657 | 0.0039804 | 0.00098657 | 0.091392 | 0.00098657 | 0.00099901 | 0.048125 | 0.041698 | 0.032341 | 0.013548 | 0.048071 | 0.013548 | 0.013548 | 0 | 0.02702 | 0.055539 | 0.055079 | 0.019516 | 0.0098657 | 0.020879 | 0.22838 | 0.28227 | 0.53247 | 0.12599 | 0.0098657 | 0.0098657 | 0.0098657 | 0.014789 | 0.015279 | 0.014789 | 0.015279 | 0.014789 | 0.014989 | 0.014516 | 0.32342 | 0.091555 | 0.024587 | 0.024587 | 0.066527 | 0.024963 | 0.14946 | 0.039034 | 0.017866 | 0.013605 | 0.0054261 | 0.033257 | 0.25924 | 0.00098654 | 0.00099901 | 0.00098657 | 0.091392 | 0.0020439 | 0.00099848 | 0.027271 | 0.041232 | 0.032905 | 0.013565 | 0.013565 | 0.027221 | 0.013548 | 0 | 0.027268 | 0.031056 | 0.031056 | 0.019516 | 0.0098657 | 0.027584 | 0.22838 | 0.28227 | 0.53247 | 0.12599 | 0.025475 | 0.025475 | 0.0098657 | 0.035779 | 0.043019 | 0.035779 | 0.036522 | 0.035779 | 0.015279 | 0.014789 | 0.32342 | 0.069506 | 0.024587 | 0.024587 | 0.055028 | 0.041365 | 0.13901 | 0.029771 | 0.067841 | 0.013605 | 0.0054261 | 0.017239 | 0.20339 | 0.00098657 | 0.0034716 | 0.00098657 | 0.091392 | 0.00098657 | 0.00099901 | 0.027271 | 0.034946 | 0.032341 | 0.070417 | 0.035999 | 0.047258 | 0.047258 | 0 | 0.027107 | 0.055539 | 0.055079 | 0.019516 | 0.0098657 | 0.020879 | 0.22838 | 0.28227 | 0.53247 | 0.12599 | 0.0098657 | 0.0098657 | 0.0098657 | 0.014789 | 0.015279 | 0.014789 | 0.015279 | 0.014789 | 0.015091 | 0.014612 | 0.32342 | 0.089371 | 0.024587 | 0.024587 | 0.064239 | 0.024963 | 0.14662 | 0.029771 | 0.067841 | 0.013605 | 0.0054261 | 0.017239 | 0.20339 | 0.00098657 | 0.0039804 | 0.00098657 | 0.091392 | 0.00098657 | 0.00099901 | 0.027271 | 0.041698 | 0.032341 | 0.013548 | 0.070768 | 0.013548 | 0.013548 | 0 |  | 0.055539 | 0.055079 | 0.019516 | 0.0098657 | 0.020879 | 0.22838 | 0.28227 | 0.53247 | 0.12599 | 0.0098657 | 0.0098657 | 0.0098657 | 0.014789 | 0.015279 | 0.014789 | 0.015279 | 0.014789 | 0.014798 | 0.014336 | 0.32342 | 0.091555 | 0.024587 | 0.024587 | 0.066527 | 0.024963 | 0.14946 | 0.098321 | 0.026113 |  |  | 4 | 0.1816 |  |  | 4 | 0.15054 |  | 0.031059
1: Large hydrostatic offset (angle of list/loll or draft change) | 0.029238 | 0.018532 | 0.013612 | 0.012142 | 0.019286 | 0.22131 | 0.00050688 | 0.00099925 | 0.0027078 | 0.0075156 | 0.00095035 | 0.00099903 | 0.0070628 | 0.037821 | 0.033101 | 0.0069695 | 0.0069695 | 0.013609 |  | 0 | 0.027316 | 0.022548 | 0.022548 | 0.50161 | 0.0098657 | 0.021944 | 0.2493 | 0.30422 | 0.55921 | 0.14496 | 0.01354 | 0.01354 | 0.015717 | 0.02058 | 0.024609 | 0.02058 | 0.021149 | 0.02058 | 0.015335 | 0.014842 |  | 0.060511 |  |  | 0.049815 | 0.036707 | 0.1339 | 0.50975 | 0.00050975 | 0.00050681 | 0.0027775 | 0.00050875 | 0.00060375 | 0.1411 | 0.0005005 | 1 | 0.54659 | 0.0005005 | 0.0005005 | 0.00051366 | 0.00051698 | 0.010598 | 0.00050688 | 0.00050688 | 0.50688 | 0.50687 | 0 | 0.50687 | 0.00051025 | 0.51025 | 0.51 | 0.0099294 | 0.47823 | 0.6165 | 0.644 | 0.77169 | 0.56425 | 0.000505 | 0.000505 | 0.000505 | 0.0005075 | 0.00050775 | 0.0005075 | 0.00050775 | 0.0005075 | 0.0069816 | 0.0069781 | 0.000665 | 0.5125 | 0.0005125 | 0.0005125 | 0.012925 | 0.0005125 | 0.018767 | 0.029238 | 0.018532 | 0.00050681 | 0.0094991 | 0.50875 | 0.60375 | 0.00051025 | 0.0005005 |  | 0.0075156 | 0.00095035 | 0.00099903 | 0.0070628 | 0.51698 | 0.021873 | 0.0069695 | 0.0069695 | 0.013609 |  | 0 | 0.027316 | 0.51025 | 0.51025 | 0.50161 | 0.0099294 | 0.22307 | 0.24442 | 0.2997 | 0.55638 | 0.13939 | 0.01354 | 0.01354 | 0.010946 | 0.02058 | 0.024609 | 0.02058 | 0.021149 | 0.02058 | 0.015335 | 0.014842 |  | 0.44068 |  |  | 0.36486 | 0.2741 | 0.44721 |  | 0.014255 | 0.013128 | 0.0054612 | 0.081647 | 0.43589 | 0.03736 | 0.00050688 | 0.0012787 | 0.54659 | 0.0037305 | 0.00099764 | 0.51366 | 0.0071085 | 0.031427 | 0.0069781 | 0.50687 | 0.0069781 | 0.0069781 | 0 | 0.023708 | 0.09524 | 0.09524 | 0.051835 | 0.009868 |  | 0.2313 | 0.2859 | 0.5394 | 0.12756 | 0.24776 | 0.24776 | 0.0099294 | 0.33543 | 0.0069816 | 0.33543 | 0.33813 | 0.0069781 | 0.01113 | 0.010883 | 0.33947 | 0.024493 | 0.028315 | 0.028315 | 0.024493 | 0.073316 | 0.10262 | 0.038762 | 0.017862 | 0.013605 | 0.0054612 | 0.026992 | 0.25488 | 0.00098973 | 0.00099901 | 0.00099294 | 0.091951 | 0.0015212 | 0.00099874 | 0.026983 | 0.041255 | 0.032904 | 0.013609 | 0.013609 | 0.013564 | 0.013548 | 0 | 0.027268 | 0.031113 | 0.031113 | 0.019514 | 0.0098657 | 0.02531 | 0.2313 | 0.2859 | 0.5394 | 0.12756 | 0.02049 | 0.02049 | 0.0099294 | 0.02946 | 0.036811 | 0.02946 | 0.030207 | 0.02946 | 0.015279 | 0.014789 | 0.32759 | 0.069565 | 0.024821 | 0.024821 | 0.055062 | 0.041145 | 0.13905 | 0.02977 | 0.067855 | 0.013605 | 0.0054274 | 0.017244 | 0.20349 | 0.0009868 | 0.0039831 | 0.0009868 | 0.091433 | 0.0009868 | 0.00099901 | 0.027271 | 0.047526 | 0.032341 | 0.025636 | 0.013385 | 0.013574 | 0.013574 | 0 | 0.02727 | 0.055551 | 0.055091 | 0.019516 | 0.0098657 | 0.020883 | 0.22848 | 0.2824 | 0.53273 | 0.12605 | 0.009868 | 0.009868 | 0.009868 | 0.028958 | 0.029705 | 0.028958 | 0.029705 | 0.028958 | 0.015281 | 0.014791 | 0.32357 | 0.094005 | 0.024595 | 0.024595 | 0.068508 | 0.024963 | 0.15192 | 0.029771 | 0.067841 | 0.013605 | 0.0054261 | 0.017239 | 0.20339 | 0.00098657 | 0.0039804 | 0.00098657 | 0.091392 | 0.00098657 | 0.00099901 | 0.048125 | 0.041698 | 0.032341 | 0.013548 | 0.048071 | 0.013548 | 0.013548 | 0 | 0.02702 | 0.055539 | 0.055079 | 0.019516 | 0.0098657 | 0.020879 | 0.22838 | 0.28227 | 0.53247 | 0.12599 | 0.0098657 | 0.0098657 | 0.0098657 | 0.014789 | 0.015279 | 0.014789 | 0.015279 | 0.014789 | 0.014989 | 0.014516 | 0.32342 | 0.091555 | 0.024587 | 0.024587 | 0.066527 | 0.024963 | 0.14946 | 0.039034 | 0.017866 | 0.013605 | 0.0054261 | 0.033257 | 0.25924 | 0.00098654 | 0.00099901 | 0.00098657 | 0.091392 | 0.0020439 | 0.00099848 | 0.027271 | 0.041232 | 0.032905 | 0.013565 | 0.013565 | 0.027221 | 0.013548 | 0 | 0.027268 | 0.031056 | 0.031056 | 0.019516 | 0.0098657 | 0.027584 | 0.22838 | 0.28227 | 0.53247 | 0.12599 | 0.025475 | 0.025475 | 0.0098657 | 0.035779 | 0.043019 | 0.035779 | 0.036522 | 0.035779 | 0.015279 | 0.014789 | 0.32342 | 0.069506 | 0.024587 | 0.024587 | 0.055028 | 0.041365 | 0.13901 | 0.029771 | 0.067841 | 0.013605 | 0.0054261 | 0.017239 | 0.20339 | 0.00098657 | 0.0034716 | 0.00098657 | 0.091392 | 0.00098657 | 0.00099901 | 0.027271 | 0.034946 | 0.032341 | 0.070417 | 0.035999 | 0.047258 | 0.047258 | 0 | 0.027107 | 0.055539 | 0.055079 | 0.019516 | 0.0098657 | 0.020879 | 0.22838 | 0.28227 | 0.53247 | 0.12599 | 0.0098657 | 0.0098657 | 0.0098657 | 0.014789 | 0.015279 | 0.014789 | 0.015279 | 0.014789 | 0.015091 | 0.014612 | 0.32342 | 0.089371 | 0.024587 | 0.024587 | 0.064239 | 0.024963 | 0.14662 | 0.029771 | 0.067841 | 0.013605 | 0.0054261 | 0.017239 | 0.20339 | 0.00098657 | 0.0039804 | 0.00098657 | 0.091392 | 0.00098657 | 0.00099901 | 0.027271 | 0.041698 | 0.032341 | 0.013548 | 0.070768 | 0.013548 | 0.013548 | 0 |  | 0.055539 | 0.055079 | 0.019516 | 0.0098657 | 0.020879 | 0.22838 | 0.28227 | 0.53247 | 0.12599 | 0.0098657 | 0.0098657 | 0.0098657 | 0.014789 | 0.015279 | 0.014789 | 0.015279 | 0.014789 | 0.014798 | 0.014336 | 0.32342 | 0.091555 | 0.024587 | 0.024587 | 0.066527 | 0.024963 | 0.14946 | 0.088926 | 0.036386 |  |  | 5 | 0.090127 |  |  | 5 | 0.076764 |  | 0.013363
1: Excess dynamics | 0.02975 | 0.054819 | 0.013612 | 0.0054612 | 0.017375 | 0.20599 | 0.00050688 | 0.0032457 | 0.00099294 | 0.0075156 | 0.00099294 | 0.000999 | 0.00051366 | 0.27928 | 0.032573 | 0.50687 | 0.50687 | 0.27782 | 0.042213 | 0 | 0.023708 | 0.045464 | 0.044996 | 0.019514 | 0.0098657 | 0.020978 | 0.2313 | 0.2859 | 0.5394 | 0.12756 | 0.0099294 | 0.0099294 | 0.0099294 | 0.015651 | 0.016164 | 0.015651 | 0.016164 | 0.015651 | 0.01113 | 0.010883 | 0.32759 | 0.16102 | 0.024821 | 0.024821 | 0.14316 | 0.024963 | 0.24615 | 0.50975 | 0.010659 | 0.00050681 | 0.0027775 | 0.0095654 | 0.05626 | 0.00051025 | 0.09951 | 0.000505 | 1 | 0.00054659 | 0.0005005 | 0.51366 | 0.51698 | 0.010598 | 0.0075156 | 0.0075156 | 0.0069695 | 0.50687 | 0 | 0.50687 | 0.011205 | 0.011205 | 0.51 | 0.0099294 | 0.47823 | 0.6165 | 0.644 | 0.77169 | 0.56425 | 0.0054659 | 0.0054659 | 0.000505 | 0.5075 | 0.50775 | 0.5075 | 0.50775 | 0.5075 | 0.0069816 | 0.0069781 | 0.665 | 0.5125 | 0.5125 | 0.5125 | 0.010506 | 0.5125 | 0.011326 | 0.034606 | 0.14052 | 0.00050681 | 0.0057603 | 0.00050875 | 0.00060375 | 0.00051025 | 0.0005005 | 0.0012976 | 0.54659 | 0.0010473 | 0.00099898 | 0.51366 | 0.00051698 | 0.033608 | 0.00050688 | 0.00050688 | 0.013652 | 0.25784 | 0 | 0.027362 | 0.00051025 | 0.00051025 | 0.062625 | 0.0099294 | 0.011535 | 0.23581 | 0.29135 | 0.54924 | 0.13027 | 0.010695 | 0.010695 | 0.010473 | 0.15851 | 0.16502 | 0.15851 | 0.16377 | 0.15851 | 0.015389 | 0.014893 | 0.34198 | 0.026393 | 0.027023 | 0.027023 | 0.026007 | 0.024736 | 0.10787 | 0.02975 | 0.13992 | 0.013128 | 0.0054612 | 0.017375 | 0.20599 | 0.03736 | 0.00050688 | 0.00099294 | 0.54659 | 0.00099294 | 0.000999 | 0.00051366 | 0.0071085 | 0.03066 | 0.0069781 | 0.50687 | 0.0069781 | 0.0069781 | 0 | 0.023708 | 0.12858 | 0.12817 | 0.019514 | 0.009868 | 0.020978 | 0.2313 | 0.2859 | 0.5394 | 0.12756 | 0.0099294 | 0.0099294 | 0.0099294 | 0.015651 | 0.50775 | 0.015651 | 0.016164 | 0.5075 | 0.01113 | 0.010883 | 0.32759 | 0.024493 | 0.024821 | 0.024821 | 0.024493 | 0.024963 | 0.10262 | 0.02975 | 0.068149 | 0.013605 | 0.0054612 | 0.017375 | 0.20599 | 0.00098973 | 0.0034859 | 0.00099294 | 0.091951 | 0.00099294 | 0.000999 | 0.026983 | 0.041736 | 0.032335 | 0.013609 | 0.013609 | 0.047381 | 0.040884 | 0 | 0.027268 | 0.055794 | 0.055331 | 0.019514 | 0.0098657 | 0.020978 | 0.2313 | 0.2859 | 0.5394 | 0.12756 | 0.0099294 | 0.0099294 | 0.0099294 | 0.014894 | 0.01539 | 0.014894 | 0.01539 | 0.014894 | 0.015279 | 0.014789 | 0.32759 | 0.091793 | 0.024821 | 0.024821 | 0.066659 | 0.024963 | 0.14958 | 0.02977 | 0.067855 | 0.013605 | 0.0054274 | 0.017244 | 0.20349 | 0.0009868 | 0.0039831 | 0.0009868 | 0.091433 | 0.0009868 | 0.00099901 | 0.027271 | 0.047526 | 0.032341 | 0.025636 | 0.013385 | 0.013574 | 0.013574 | 0 | 0.02727 | 0.055551 | 0.055091 | 0.019516 | 0.0098657 | 0.020883 | 0.22848 | 0.2824 | 0.53273 | 0.12605 | 0.009868 | 0.009868 | 0.009868 | 0.028958 | 0.029705 | 0.028958 | 0.029705 | 0.028958 | 0.015281 | 0.014791 | 0.32357 | 0.093451 | 0.024595 | 0.024595 | 0.068508 | 0.024963 | 0.15192 | 0.029771 | 0.067841 | 0.013605 | 0.0054261 | 0.017239 | 0.20339 | 0.00098657 | 0.0039804 | 0.00098657 | 0.091392 | 0.00098657 | 0.00099901 | 0.048125 | 0.041698 | 0.032341 | 0.013548 | 0.048071 | 0.013548 | 0.013548 | 0 | 0.02702 | 0.055539 | 0.055079 | 0.019516 | 0.0098657 | 0.020879 | 0.22838 | 0.28227 | 0.53247 | 0.12599 | 0.0098657 | 0.0098657 | 0.0098657 | 0.014789 | 0.015279 | 0.014789 | 0.015279 | 0.014789 | 0.014989 | 0.014516 | 0.32342 | 0.091555 | 0.024587 | 0.024587 | 0.066527 | 0.024963 | 0.14946 | 0.039034 | 0.017866 | 0.013605 | 0.0054261 | 0.033257 | 0.25924 | 0.00098654 | 0.00099901 | 0.00098657 | 0.091392 | 0.0020439 | 0.00099848 | 0.027271 | 0.041232 | 0.032905 | 0.013565 | 0.013565 | 0.027221 | 0.013548 | 0 | 0.027268 | 0.031056 | 0.031056 | 0.019516 | 0.0098657 | 0.027584 | 0.22838 | 0.28227 | 0.53247 | 0.12599 | 0.025475 | 0.025475 | 0.0098657 | 0.035779 | 0.043019 | 0.035779 | 0.036522 | 0.035779 | 0.015279 | 0.014789 | 0.32342 | 0.069506 | 0.024587 | 0.024587 | 0.055028 | 0.041365 | 0.13901 | 0.029771 | 0.067841 | 0.013605 | 0.0054261 | 0.017239 | 0.20339 | 0.00098657 | 0.0034716 | 0.00098657 | 0.091392 | 0.00098657 | 0.00099901 | 0.027271 | 0.034946 | 0.032341 | 0.070417 | 0.035999 | 0.047258 | 0.047258 | 0 | 0.027107 | 0.055539 | 0.055079 | 0.019516 | 0.0098657 | 0.020879 | 0.22838 | 0.28227 | 0.53247 | 0.12599 | 0.0098657 | 0.0098657 | 0.0098657 | 0.014789 | 0.015279 | 0.014789 | 0.015279 | 0.014789 | 0.015091 | 0.014612 | 0.32342 | 0.089371 | 0.024587 | 0.024587 | 0.064239 | 0.024963 | 0.14662 | 0.029771 | 0.067841 | 0.013605 | 0.0054261 | 0.017239 | 0.20339 | 0.00098657 | 0.0039804 | 0.00098657 | 0.091392 | 0.00098657 | 0.00099901 | 0.027271 | 0.041698 | 0.032341 | 0.013548 | 0.070768 | 0.013548 | 0.013548 | 0 | 0.026856 | 0.055539 | 0.055079 | 0.019516 | 0.0098657 | 0.020879 | 0.22838 | 0.28227 | 0.53247 | 0.12599 | 0.0098657 | 0.0098657 | 0.0098657 | 0.014789 | 0.015279 | 0.014789 | 0.015279 | 0.014789 | 0.014798 | 0.014336 | 0.32342 | 0.091555 | 0.024587 | 0.024587 | 0.066527 | 0.024963 | 0.14946 | 0.092445 | 0.1089 |  |  | 6 | 0.048794 |  |  | 6 | 0.055686 |  | -0.0068923
1: Capsize | 0.029238 | 0.018532 | 0.013612 | 0.012142 | 0.019286 | 0.22131 | 0.00050688 | 0.00099925 | 0.0027078 | 0.0075156 | 0.00095035 | 0.00099903 | 0.0070628 | 0.037821 | 0.033101 | 0.0069695 | 0.0069695 | 0.013609 | 0.065451 | 0 | 0.027316 | 0.022548 | 0.022548 |  | 0.0098657 | 0.021944 | 0.2493 | 0.30422 | 0.55921 | 0.14496 | 0.01354 | 0.01354 | 0.015717 | 0.02058 | 0.024609 | 0.02058 | 0.021149 | 0.02058 | 0.015335 | 0.014842 | 0.37185 | 0.060511 | 0.067586 | 0.067586 | 0.049815 | 0.036707 | 0.1339 | 0.00050975 | 0.00050975 | 0.00050681 | 0.50275 | 0.00050875 | 0.60375 | 0.1411 | 0.19656 | 0.09951 | 0.0095654 | 1 | 0.0005005 | 0.00051366 | 0.00051698 | 0.010598 | 0.00050688 | 0.00050688 | 0.50688 | 0.50687 | 0 | 0.50687 | 0.00051025 | 0.51025 | 0.51 | 0.0099294 | 0.0050875 | 0.0006165 | 0.000644 | 0.00077169 | 0.00056425 | 0.000505 | 0.000505 | 0.000505 | 0.0005075 | 0.00050775 | 0.0005075 | 0.00050775 | 0.0005075 | 0.0069816 | 0.0069781 | 0.000665 | 0.5125 | 0.0005125 | 0.0005125 | 0.012925 | 0.0005125 | 0.018767 | 0.029238 | 0.018532 | 0.00050681 | 0.0094991 | 0.50875 | 0.60375 | 0.00051025 | 0.0005005 | 0.0019773 | 0.0075156 | 0.00095035 | 0.00099903 | 0.0070628 | 0.51698 | 0.021873 | 0.0069695 | 0.0069695 | 0.013609 | 0.065451 | 0 | 0.027316 | 0.51025 | 0.51025 | 0.50161 | 0.0099294 | 0.22307 | 0.24442 | 0.2997 | 0.55638 | 0.13939 | 0.01354 | 0.01354 | 0.010946 | 0.02058 | 0.024609 | 0.02058 | 0.021149 | 0.02058 | 0.015335 | 0.014842 |  | 0.44068 |  |  | 0.36486 | 0.2741 | 0.44721 | 0.038078 | 0.014255 | 0.013128 | 0.0054612 | 0.081647 | 0.43589 | 0.03736 | 0.00050688 | 0.0012787 | 0.54659 | 0.0037305 | 0.00099764 | 0.51366 | 0.0071085 | 0.031427 | 0.0069781 | 0.50687 | 0.0069781 | 0.0069781 | 0 | 0.023708 | 0.09524 | 0.09524 | 0.051835 | 0.009868 | 0.049553 | 0.2313 | 0.2859 | 0.5394 | 0.12756 | 0.24776 | 0.24776 | 0.0099294 | 0.33543 | 0.0069816 | 0.33543 | 0.33813 | 0.0069781 | 0.01113 | 0.010883 | 0.33947 | 0.024493 | 0.028315 | 0.028315 | 0.024493 | 0.073316 | 0.10262 | 0.038762 | 0.017862 | 0.013605 | 0.0054612 | 0.026992 | 0.25488 | 0.00098973 | 0.00099901 | 0.00099294 | 0.091951 | 0.0015212 | 0.00099874 | 0.026983 | 0.041255 | 0.032904 | 0.013609 | 0.013609 | 0.013564 | 0.013548 | 0 | 0.027268 | 0.031113 | 0.031113 | 0.019514 | 0.0098657 | 0.02531 | 0.2313 | 0.2859 | 0.5394 | 0.12756 | 0.02049 | 0.02049 | 0.0099294 | 0.02946 | 0.036811 | 0.02946 | 0.030207 | 0.02946 | 0.015279 | 0.014789 | 0.32759 | 0.069565 | 0.024821 | 0.024821 | 0.055062 | 0.041145 | 0.13905 | 0.02977 | 0.067855 | 0.013605 | 0.0054274 | 0.017244 | 0.20349 | 0.0009868 | 0.0039831 | 0.0009868 | 0.091433 | 0.0009868 | 0.00099901 | 0.027271 | 0.047526 | 0.032341 | 0.025636 | 0.013385 | 0.013574 | 0.013574 | 0 | 0.02727 | 0.055551 | 0.055091 | 0.019516 | 0.0098657 | 0.020883 | 0.22848 | 0.2824 | 0.53273 | 0.12605 | 0.009868 | 0.009868 | 0.009868 | 0.028958 | 0.029705 | 0.028958 | 0.029705 | 0.028958 | 0.015281 | 0.014791 | 0.32357 | 0.093451 | 0.024595 | 0.024595 | 0.068508 | 0.024963 | 0.15192 | 0.029771 | 0.067841 | 0.013605 | 0.0054261 | 0.017239 | 0.20339 | 0.00098657 | 0.0039804 | 0.00098657 | 0.091392 | 0.00098657 | 0.00099901 | 0.048125 | 0.041698 | 0.032341 | 0.013548 | 0.048071 | 0.013548 | 0.013548 | 0 | 0.02702 | 0.055539 | 0.055079 | 0.019516 | 0.0098657 | 0.020879 | 0.22838 | 0.28227 | 0.53247 | 0.12599 | 0.0098657 | 0.0098657 | 0.0098657 | 0.014789 | 0.015279 | 0.014789 | 0.015279 | 0.014789 | 0.014989 | 0.014516 | 0.32342 | 0.091555 | 0.024587 | 0.024587 | 0.066527 | 0.024963 | 0.14946 | 0.039034 | 0.017866 | 0.013605 | 0.0054261 | 0.033257 | 0.25924 | 0.00098654 | 0.00099901 | 0.00098657 | 0.091392 | 0.0020439 | 0.00099848 | 0.027271 | 0.041232 | 0.032905 | 0.013565 | 0.013565 | 0.027221 | 0.013548 | 0 | 0.027268 | 0.031056 | 0.031056 | 0.019516 | 0.0098657 | 0.027584 | 0.22838 | 0.28227 | 0.53247 | 0.12599 | 0.025475 | 0.025475 | 0.0098657 | 0.035779 | 0.043019 | 0.035779 | 0.036522 | 0.035779 | 0.015279 | 0.014789 | 0.32342 | 0.069506 | 0.024587 | 0.024587 | 0.055028 | 0.041365 | 0.13901 | 0.029771 | 0.067841 | 0.013605 | 0.0054261 | 0.017239 | 0.20339 | 0.00098657 | 0.0034716 | 0.00098657 | 0.091392 | 0.00098657 | 0.00099901 | 0.027271 | 0.034946 | 0.032341 | 0.070417 | 0.035999 | 0.047258 | 0.047258 | 0 | 0.027107 | 0.055539 | 0.055079 | 0.019516 | 0.0098657 | 0.020879 | 0.22838 | 0.28227 | 0.53247 | 0.12599 | 0.0098657 | 0.0098657 | 0.0098657 | 0.014789 | 0.015279 | 0.014789 | 0.015279 | 0.014789 | 0.015091 | 0.014612 | 0.32342 | 0.089371 | 0.024587 | 0.024587 | 0.064239 | 0.024963 | 0.14662 | 0.029771 | 0.067841 | 0.013605 | 0.0054261 | 0.017239 | 0.20339 | 0.00098657 | 0.0039804 | 0.00098657 | 0.091392 | 0.00098657 | 0.00099901 | 0.027271 | 0.041698 | 0.032341 | 0.013548 | 0.070768 | 0.013548 | 0.013548 | 0 |  | 0.055539 | 0.055079 | 0.019516 | 0.0098657 | 0.020879 | 0.22838 | 0.28227 | 0.53247 | 0.12599 | 0.0098657 | 0.0098657 | 0.0098657 | 0.014789 | 0.015279 | 0.014789 | 0.015279 | 0.014789 | 0.014798 | 0.014336 | 0.32342 | 0.091555 | 0.024587 | 0.024587 | 0.066527 | 0.024963 | 0.14946 | 0.082233 | 0.012931 |  |  | 7 | 0.028654 |  |  | 7 | 0.057518 |  | -0.028864
1: Sink | 0.058565 | 0.018532 | 0.013612 | 0.0027875 | 0.50875 | 0.60375 | 0.00050688 | 0.00099925 | 0.00050681 | 0.0075156 | 0.039206 | 0.00097994 | 0.00051366 | 0.037821 | 0.033101 | 0.0069695 | 0.0069695 | 0.013609 | 0.471 | 0 | 0.027316 | 0.022548 | 0.022548 | 0.019684 | 0.0098657 | 0.22307 | 0.0083998 | 0.0087745 | 0.010514 | 0.0076879 | 0.39419 | 0.39419 | 0.0050681 | 0.5075 | 0.50775 | 0.5075 | 0.50775 | 0.5075 | 0.015335 | 0.014842 | 0.0090606 | 0.060511 | 0.0069828 | 0.0069828 | 0.049815 | 0.054926 | 0.1339 | 0.00050975 | 0.00050975 | 0.00050681 | 0.50275 | 0.00050875 | 0.60375 | 0.00051025 | 0.19656 | 0.09951 | 0.0095654 | 0.5005 | 1 | 0.0070628 | 0.00051698 | 0.010598 | 0.00050688 | 0.50688 | 0.50687 | 0.50687 | 0 | 0.50687 | 0.00051025 | 0.00051025 | 0.51 | 0.0050681 | 0.0050875 | 0.0006165 | 0.000644 | 0.00077169 | 0.00056425 | 0.000505 | 0.000505 | 0.000505 | 0.0005075 | 0.00050775 | 0.0005075 | 0.00050775 | 0.0005075 | 0.0069816 | 0.0069781 | 0.000665 | 0.5125 | 0.0005125 | 0.0005125 | 0.5125 | 0.0005125 | 0.5525 | 0.060819 | 0.018532 | 0.00050681 | 0.20607 | 0.00050875 | 0.00060375 | 0.00051025 | 0.0005005 | 0.037717 | 0.0075156 | 0.03949 | 0.00097979 | 0.51366 | 0.00051698 | 0.033608 | 0.00050688 | 0.00050688 | 0.013652 | 0.47101 | 0 | 0.027362 | 0.00051025 | 0.00051025 | 0.25748 | 0.0099294 | 0.011535 | 0.6165 | 0.644 | 0.77169 | 0.56425 | 0.39616 | 0.39616 | 0.37456 | 0.5075 | 0.50775 | 0.5075 | 0.50775 | 0.5075 | 0.015389 | 0.014893 | 0.665 | 0.026393 | 0.5125 | 0.5125 | 0.026007 | 0.024736 | 0.10787 | 0.03132 | 0.038604 | 0.013612 | 0.0027875 | 0.0069317 | 0.0082261 | 0.00050681 | 0.0025396 | 0.00050681 | 0.0074473 | 0.00050681 | 0.00099925 | 0.00051366 | 0.26214 | 0.032897 | 0.47157 | 0.013559 | 0.0069781 | 0.0069781 | 0 | 0.027268 | 0.03139 | 0.031143 | 0.019684 | 0.0098657 | 0.013686 | 0.0083998 | 0.0087745 | 0.010514 | 0.0076879 | 0.0050681 | 0.0050681 | 0.0050681 | 0.5075 | 0.50775 | 0.5075 | 0.50775 | 0.5075 | 0.015279 | 0.01479 | 0.0090606 | 0.14484 | 0.0069828 | 0.0069828 | 0.13185 | 0.024975 | 0.23431 | 0.02975 | 0.068236 | 0.013605 | 0.0054612 | 0.017375 | 0.20599 | 0.00099294 | 0.0034875 | 0.00099294 | 0.092507 | 0.00099294 | 0.000999 | 0.031866 | 0.034952 | 0.032334 | 0.059975 | 0.03208 | 0.040884 | 0.040884 | 0 | 0.027135 | 0.055862 | 0.055399 | 0.019514 | 0.0098657 | 0.020978 | 0.2313 | 0.2859 | 0.5394 | 0.12756 | 0.0099294 | 0.0099294 | 0.0099294 | 0.014894 | 0.01539 | 0.014894 | 0.01539 | 0.014894 | 0.015124 | 0.014643 | 0.32759 | 0.089661 | 0.024821 | 0.024821 | 0.064393 | 0.024963 | 0.14676 | 0.029771 | 0.067841 | 0.013605 | 0.0054261 | 0.017239 | 0.20339 | 0.00098657 | 0.0039804 | 0.00098657 | 0.091392 | 0.00098657 | 0.00099901 | 0.027271 | 0.041619 | 0.032341 | 0.013385 | 0.013385 | 0.013548 | 0.013548 | 0 | 0.02727 | 0.055539 | 0.055079 | 0.019516 | 0.0098657 | 0.020879 | 0.22838 | 0.28226 | 0.53247 | 0.12599 | 0.0098657 | 0.0098657 | 0.0098657 | 0.029192 | 0.029939 | 0.029192 | 0.029939 | 0.029192 | 0.015281 | 0.014791 | 0.32341 | 0.09153 | 0.024587 | 0.024587 | 0.066501 | 0.024963 | 0.14943 | 0.029771 | 0.067841 | 0.013605 | 0.0054261 | 0.017239 | 0.20339 | 0.00098657 | 0.0034716 | 0.00098657 | 0.091392 | 0.00098657 | 0.00099901 | 0.028776 | 0.034946 | 0.032341 | 0.063128 | 0.028504 | 0.047314 | 0.047314 | 0 | 0.027161 | 0.055539 | 0.055079 | 0.019516 | 0.0098657 | 0.020879 | 0.22838 | 0.28227 | 0.53247 | 0.12599 | 0.0098657 | 0.0098657 | 0.0098657 | 0.014789 | 0.015279 | 0.014789 | 0.015279 | 0.014789 | 0.015154 | 0.014671 | 0.32342 | 0.089371 | 0.024587 | 0.024587 | 0.064239 | 0.024963 | 0.14662 | 0.029771 | 0.067388 | 0.013605 | 0.0054261 | 0.017239 | 0.20339 | 0.00097012 | 0.0039722 | 0.00098657 | 0.088521 | 0.00098657 | 0.00099901 | 0.027271 | 0.056228 | 0.032349 | 0.043713 | 0.043713 | 0.013548 | 0.013548 | 0 | 0.027051 | 0.055188 | 0.054728 | 0.019516 | 0.0098657 | 0.020879 | 0.22838 | 0.28227 | 0.53247 | 0.12599 | 0.0098657 | 0.0098657 | 0.0098657 | 0.029189 | 0.029936 | 0.029189 | 0.029936 | 0.029189 | 0.015026 | 0.014551 | 0.32342 |  | 0.024587 | 0.024587 |  | 0.024963 |  | 0.029771 | 0.067841 | 0.013605 | 0.0054261 | 0.017239 | 0.20339 | 0.00098657 | 0.0034716 | 0.00098657 | 0.091392 | 0.00098657 | 0.00099901 | 0.028768 | 0.034946 | 0.032341 | 0.056333 | 0.028504 | 0.040697 | 0.040697 | 0 | 0.027161 | 0.055539 | 0.055079 | 0.019516 | 0.0098657 | 0.020879 | 0.22838 | 0.28227 | 0.53247 | 0.12599 | 0.0098657 | 0.0098657 | 0.0098657 | 0.014789 | 0.015279 | 0.014789 | 0.015279 | 0.014789 | 0.015154 | 0.014671 | 0.32342 | 0.089371 | 0.024587 | 0.024587 | 0.064239 | 0.024963 | 0.14662 | 0.029771 |  | 0.013605 | 0.0054261 | 0.017239 | 0.20339 | 0.00098657 |  | 0.00098657 | 0.091392 | 0.00098657 | 0.00099901 | 0.027271 | 0.04832 | 0.010598 | 0.027293 | 0.013385 | 0.01355 | 0.01355 | 0 | 0.02727 |  |  | 0.019516 | 0.0098657 | 0.020879 | 0.22838 | 0.28227 | 0.53247 | 0.12599 | 0.0098657 | 0.0098657 | 0.0098657 | 0.02919 | 0.029936 | 0.02919 | 0.029936 | 0.02919 | 0.015281 | 0.014791 | 0.32342 | 0.5125 | 0.024587 | 0.024587 | 0.5125 | 0.024963 | 0.5525 | 0.097723 | 0.0030103 |  |  | 8 | 0.068146 |  |  | 8 | 0.20854 |  | -0.1404
1: Mooring-mooring clashing | 0.025187 | 0.010659 | 0.00050681 | 0.3564 | 0.50875 | 0.60375 | 0.00050688 | 0.0005005 | 0.068953 | 0.0075156 | 0.00054659 | 0.00099923 | 0.0070628 | 0.51698 | 0.021873 | 0.0069695 | 0.0069695 | 0.0069695 | 0.47045 | 0 | 0.020137 | 0.51025 | 0.51025 |  | 0.0099294 | 0.22307 | 0.6165 | 0.644 | 0.77169 | 0.56425 | 0.505 | 0.505 | 0.37481 | 0.5075 | 0.50775 | 0.5075 | 0.50775 | 0.5075 | 0.0069816 | 0.0069781 | 0.665 | 0.44068 | 0.5125 | 0.5125 | 0.36486 | 0.27401 | 0.44721 | 0.39259 | 0.50975 | 0.00050681 | 0.0027775 | 0.50875 | 0.60375 | 0.072241 | 0.19583 | 0.000505 | 0.54659 | 0.5005 | 0.00074975 | 1 | 0.0071085 | 0.51698 | 0.0070628 | 0.0070628 | 0.50688 | 0.50687 | 0 | 0.50687 | 0.010598 | 0.010598 | 0.51 | 0.0050681 | 0.2577 | 0.0033907 | 0.003542 | 0.0042443 | 0.0031034 | 0.0050688 | 0.0050688 | 0.0027775 | 0.0077048 | 0.0079617 | 0.0077048 | 0.0079617 | 0.0077048 | 0.0069816 | 0.0069781 | 0.022589 | 0.012925 | 0.012925 | 0.012925 | 0.012925 | 0.010506 | 0.018767 | 0.025187 | 0.010659 | 0.00050681 | 0.3564 | 0.50875 | 0.60375 | 0.00050688 | 0.0005005 | 0.068953 | 0.0075156 | 0.00054659 | 0.00099923 | 0.0070628 | 0.51698 | 0.021873 | 0.0069695 | 0.0069695 | 0.0069695 | 0.47045 | 0 | 0.020137 | 0.51025 | 0.51025 |  | 0.0099294 | 0.22307 | 0.6165 | 0.644 | 0.77169 | 0.56425 | 0.505 | 0.505 | 0.37481 | 0.5075 | 0.50775 | 0.5075 | 0.50775 | 0.5075 | 0.0069816 | 0.0069781 | 0.665 | 0.44068 | 0.5125 | 0.5125 | 0.36486 | 0.27401 | 0.44721 | 0.063883 | 0.014255 | 0.012671 | 0.0027875 | 0.50875 | 0.60375 | 0.072241 | 0.00050688 | 0.03745 | 0.54659 | 0.054649 | 0.00097223 | 0.51366 | 0.0071085 | 0.031081 | 0.0069781 | 0.50688 | 0.0069781 | 0.0069781 | 0 | 0.023708 | 0.11028 | 0.11028 | 0.24851 | 0.0098702 | 0.22307 | 0.0083998 | 0.0087745 | 0.010514 | 0.0076879 | 0.47986 | 0.47986 | 0.0050681 | 0.5075 | 0.0069816 | 0.5075 | 0.50775 | 0.0069781 | 0.01113 | 0.010883 | 0.665 | 0.024493 | 0.5125 | 0.5125 | 0.024493 | 0.10269 | 0.10262 | 0.038809 | 0.018532 | 0.013612 | 0.0054612 | 0.019286 | 0.22131 | 0.00050688 | 0.00099925 | 0.00099294 | 0.0075156 | 0.00095035 | 0.00099903 | 0.0070628 | 0.037821 | 0.033101 | 0.0069695 | 0.0069695 | 0.013609 | 0.0136 | 0 | 0.027316 | 0.022548 | 0.022548 | 0.019514 | 0.0098657 | 0.021944 | 0.2313 | 0.2859 | 0.5394 | 0.12756 | 0.01354 | 0.01354 | 0.0099294 | 0.02058 | 0.024609 | 0.02058 | 0.021149 | 0.02058 | 0.015335 | 0.014842 | 0.32759 | 0.060511 | 0.024821 | 0.024821 | 0.049815 | 0.036707 | 0.1339 | 0.029769 | 0.067869 | 0.013605 | 0.0054286 | 0.017248 | 0.20358 | 0.00098702 | 0.0039836 | 0.00098702 | 0.091472 | 0.00098702 | 0.00099901 | 0.027284 | 0.047528 | 0.032341 | 0.025639 | 0.013385 | 0.013574 | 0.013574 | 0 | 0.02727 | 0.055562 | 0.055102 | 0.019516 | 0.0098657 | 0.020886 | 0.22859 | 0.28252 | 0.53297 | 0.1261 | 0.0098702 | 0.0098702 | 0.0098702 | 0.02874 | 0.029487 | 0.02874 | 0.029487 | 0.02874 | 0.015281 | 0.014791 | 0.32371 | 0.093461 | 0.024604 | 0.024604 | 0.068514 | 0.024963 | 0.15192 | 0.029771 | 0.067841 | 0.013605 | 0.0054261 | 0.017239 | 0.20339 | 0.00098657 | 0.0039804 | 0.00098657 | 0.091392 | 0.00098657 | 0.00099901 | 0.048124 | 0.041697 | 0.032341 | 0.013548 | 0.04807 | 0.013548 | 0.013548 | 0 | 0.02702 | 0.055539 | 0.055079 | 0.019516 | 0.0098657 | 0.020879 | 0.22838 | 0.28226 | 0.53247 | 0.12599 | 0.0098657 | 0.0098657 | 0.0098657 | 0.014789 | 0.015279 | 0.014789 | 0.015279 | 0.014789 | 0.014989 | 0.014516 | 0.32341 | 0.091555 | 0.024587 | 0.024587 | 0.066527 | 0.024963 | 0.14946 | 0.039034 | 0.017866 | 0.013605 | 0.0054261 | 0.033257 | 0.25924 | 0.00098654 | 0.00099901 | 0.00098657 | 0.091392 | 0.0020439 | 0.00099848 | 0.027271 | 0.041232 | 0.032905 | 0.013565 | 0.013565 | 0.027221 | 0.013548 | 0 | 0.027268 | 0.031056 | 0.031056 | 0.019516 | 0.0098657 | 0.027584 | 0.22838 | 0.28227 | 0.53247 | 0.12599 | 0.025475 | 0.025475 | 0.0098657 | 0.035779 | 0.043019 | 0.035779 | 0.036522 | 0.035779 | 0.015279 | 0.014789 | 0.32342 | 0.069506 | 0.024587 | 0.024587 | 0.055028 | 0.041365 | 0.13901 | 0.029771 | 0.067841 | 0.013605 | 0.0054261 | 0.017239 | 0.20339 | 0.00098657 | 0.0034716 | 0.00098657 | 0.091392 | 0.00098657 | 0.00099901 | 0.027271 | 0.034946 | 0.032341 | 0.070417 | 0.035999 | 0.047258 | 0.047258 | 0 | 0.027107 | 0.055539 | 0.055079 | 0.019516 | 0.0098657 | 0.020879 | 0.22838 | 0.28227 | 0.53247 | 0.12599 | 0.0098657 | 0.0098657 | 0.0098657 | 0.014789 | 0.015279 | 0.014789 | 0.015279 | 0.014789 | 0.015091 | 0.014612 | 0.32342 | 0.089371 | 0.024587 | 0.024587 | 0.064239 | 0.024963 | 0.14662 | 0.029771 | 0.067841 | 0.013605 | 0.0054261 | 0.017239 | 0.20339 | 0.00098657 | 0.0039804 | 0.00098657 | 0.091392 | 0.00098657 | 0.00099901 | 0.027271 | 0.041698 | 0.032341 | 0.013548 | 0.070768 | 0.013548 | 0.013548 | 0 | 0.026856 | 0.055539 | 0.055079 | 0.019516 | 0.0098657 | 0.020879 | 0.22838 | 0.28227 | 0.53247 | 0.12599 | 0.0098657 | 0.0098657 | 0.0098657 | 0.014789 | 0.015279 | 0.014789 | 0.015279 | 0.014789 | 0.014798 | 0.014336 | 0.32342 | 0.091555 | 0.024587 | 0.024587 | 0.066527 | 0.024963 | 0.14946 | 0.12794 | 0.10226 |  |  | 9 | 0.057137 |  |  | 9 | 0.20854 |  | -0.1514
1: Mooring-cable clashing | 0.068404 | 0.010659 | 0.00050681 | 0.0027875 | 0.50875 | 0.60375 | 0.00050688 | 0.0005005 | 0.00050681 | 0.0075156 | 0.067638 | 0.00096575 | 0.00051366 | 0.51698 | 0.021873 | 0.0069695 | 0.0069695 | 0.013609 | 0.471 | 0 | 0.027316 | 0.51025 | 0.51025 | 0.019684 | 0.0099294 | 0.22307 | 0.0083998 | 0.0087745 | 0.010514 | 0.0076879 | 0.505 | 0.505 | 0.0050681 | 0.5075 | 0.50775 | 0.5075 | 0.50775 | 0.5075 | 0.015335 | 0.014842 | 0.0090606 | 0.44068 | 0.0069828 | 0.0069828 | 0.36486 | 0.29002 | 0.44721 | 0.070735 | 0.010659 | 0.00050681 | 0.50275 | 0.50875 | 0.60375 | 0.00051025 | 0.5005 | 0.5005 | 0.54659 | 0.067638 | 0.00096575 | 0.0070628 | 1 | 0.010598 | 0.0071085 | 0.50688 | 0.50687 | 0.50687 | 0 | 0.50687 | 0.010598 | 0.010598 | 0.51 | 0.0050681 | 0.0060375 | 0.0083998 | 0.0087745 | 0.010514 | 0.0076879 | 0.0050687 | 0.0050687 | 0.0050681 | 0.0077548 | 0.0080133 | 0.0077548 | 0.0080133 | 0.0077548 | 0.0069816 | 0.0069781 | 0.022589 | 0.012925 | 0.012925 | 0.012925 | 0.012925 | 0.010506 | 0.018767 | 0.076172 | 0.018532 | 0.00050681 | 0.40099 | 0.00050875 | 0.00060375 | 0.00051025 | 0.0005005 | 0.5005 | 0.0075156 | 0.076871 | 0.00096114 | 0.51366 | 0.00051698 | 0.010598 | 0.00050688 | 0.00050688 | 0.0069695 | 0.47045 | 0 | 0.020137 | 0.00051025 | 0.00051025 | 0.39148 | 0.0050681 | 0.47823 | 0.6165 | 0.644 | 0.77169 | 0.56425 | 0.505 | 0.505 | 0.505 | 0.5075 | 0.50775 | 0.5075 | 0.50775 | 0.5075 | 0.0069816 | 0.0069781 | 0.665 | 0.5125 | 0.5125 | 0.5125 | 0.5125 | 0.010506 | 0.5525 | 0.03132 | 0.038604 | 0.013612 | 0.0027875 | 0.0069317 | 0.0082261 | 0.00050681 | 0.0025396 | 0.00050681 | 0.0074473 | 0.00050681 | 0.00099925 | 0.00051366 | 0.27916 | 0.032897 | 0.50687 | 0.0070628 | 0.0069781 | 0.0069781 | 0 | 0.027315 | 0.03139 | 0.031143 | 0.019684 | 0.0098657 | 0.013686 | 0.0083998 | 0.0087745 | 0.010514 | 0.0076879 | 0.0050681 | 0.0050681 | 0.0050681 | 0.5075 | 0.50775 | 0.5075 | 0.50775 | 0.5075 | 0.015334 | 0.014841 | 0.0090606 | 0.15063 | 0.0069828 | 0.0069828 | 0.13776 | 0.024975 | 0.24165 | 0.03132 | 0.038604 | 0.013612 | 0.0027875 | 0.0069317 | 0.0082261 | 0.00050681 | 0.0022757 | 0.00050681 | 0.0074473 | 0.00050681 | 0.00099925 | 0.031397 | 0.034483 | 0.032897 | 0.035455 | 0.022254 | 0.026433 | 0.026433 | 0 | 0.027206 | 0.03139 | 0.031143 | 0.019684 | 0.0098657 | 0.013686 | 0.0083998 | 0.0087745 | 0.010514 | 0.0076879 | 0.0050681 | 0.0050681 | 0.0050681 | 0.0069147 | 0.0069181 | 0.0069147 | 0.0069181 | 0.0069147 | 0.015206 | 0.014721 | 0.0090606 | 0.067402 | 0.0069828 | 0.0069828 | 0.052723 | 0.024975 | 0.13614 | 0.029771 | 0.067841 | 0.013605 | 0.0054261 | 0.017239 | 0.20339 | 0.00098657 | 0.0039804 | 0.00098657 | 0.091392 | 0.00098657 | 0.00099901 | 0.027284 | 0.041619 | 0.032341 | 0.013385 | 0.013385 | 0.013548 | 0.013548 | 0 | 0.02727 | 0.055539 | 0.055079 | 0.019516 | 0.0098657 | 0.020879 | 0.22838 | 0.28226 | 0.53247 | 0.12599 | 0.0098657 | 0.0098657 | 0.0098657 | 0.029196 | 0.029942 | 0.029196 | 0.029942 | 0.029196 | 0.015281 | 0.014791 | 0.32341 | 0.09153 | 0.024587 | 0.024587 | 0.066501 | 0.024963 | 0.14943 | 0.029771 | 0.067841 | 0.013605 | 0.0054261 | 0.017239 | 0.20339 | 0.00098657 | 0.0034716 | 0.00098657 | 0.091392 | 0.00098657 | 0.00099901 | 0.028776 | 0.034946 | 0.032341 | 0.063163 | 0.028504 | 0.047348 | 0.047348 | 0 | 0.027161 | 0.055539 | 0.055079 | 0.019516 | 0.0098657 | 0.020879 | 0.22838 | 0.28226 | 0.53247 | 0.12599 | 0.0098657 | 0.0098657 | 0.0098657 | 0.014789 | 0.015279 | 0.014789 | 0.015279 | 0.014789 | 0.015154 | 0.014671 | 0.32341 | 0.089371 | 0.024587 | 0.024587 | 0.064239 | 0.024963 | 0.14662 | 0.029771 | 0.067387 | 0.013605 | 0.0054261 | 0.017239 | 0.20339 | 0.0009701 | 0.0039722 | 0.00098657 | 0.088518 | 0.00098657 | 0.00099901 | 0.027271 | 0.056236 | 0.032349 | 0.043729 | 0.043729 | 0.013548 | 0.013548 | 0 | 0.027051 | 0.055188 | 0.054727 | 0.019516 | 0.0098657 | 0.020879 | 0.22838 | 0.28227 | 0.53247 | 0.12599 | 0.0098657 | 0.0098657 | 0.0098657 | 0.029189 | 0.029936 | 0.029189 | 0.029936 | 0.029189 | 0.015026 | 0.014551 | 0.32342 |  | 0.024587 | 0.024587 |  | 0.024963 |  | 0.029771 | 0.067841 | 0.013605 | 0.0054261 | 0.017239 | 0.20339 | 0.00098657 | 0.0034716 | 0.00098657 | 0.091392 | 0.00098657 | 0.00099901 | 0.028768 | 0.034946 | 0.032341 | 0.056333 | 0.028504 | 0.040697 | 0.040697 | 0 | 0.027161 | 0.055539 | 0.055079 | 0.019516 | 0.0098657 | 0.020879 | 0.22838 | 0.28227 | 0.53247 | 0.12599 | 0.0098657 | 0.0098657 | 0.0098657 | 0.014789 | 0.015279 | 0.014789 | 0.015279 | 0.014789 | 0.015154 | 0.014671 | 0.32342 | 0.089371 | 0.024587 | 0.024587 | 0.064239 | 0.024963 | 0.14662 | 0.029771 |  | 0.013605 | 0.0054261 | 0.017239 | 0.20339 | 0.00098657 |  | 0.00098657 | 0.091392 | 0.00098657 | 0.00099901 | 0.027271 | 0.04832 | 0.010598 | 0.027293 | 0.013385 | 0.01355 | 0.01355 | 0 | 0.02727 |  |  | 0.019516 | 0.0098657 | 0.020879 | 0.22838 | 0.28227 | 0.53247 | 0.12599 | 0.0098657 | 0.0098657 | 0.0098657 | 0.02919 | 0.029936 | 0.02919 | 0.029936 | 0.02919 | 0.015281 | 0.014791 | 0.32342 | 0.5125 | 0.024587 | 0.024587 | 0.5125 | 0.024963 | 0.5525 | 0.10632 | 0.10979 |  | 4 | 0 | 0.057518 |  | 4 | 0 | 0.057304 |  | 0.00021409
1: Anchor-cable clashing | 0.03132 | 0.038604 | 0.013612 | 0.0027875 | 0.0069317 | 0.0082261 | 0.00050681 | 0.0022757 | 0.00050681 | 0.0074473 | 0.00050681 | 0.00099925 | 0.00051366 | 0.038113 | 0.032897 | 0.0070628 | 0.0070628 | 0.46928 | 0.46824 | 0 | 0.027315 | 0.03139 | 0.031143 | 0.019684 | 0.0098657 | 0.32506 | 0.0083998 | 0.0087745 | 0.010514 | 0.0076879 | 0.0050681 | 0.0050681 | 0.0050681 | 0.5075 | 0.50775 | 0.5075 | 0.50775 | 0.5075 | 0.015334 | 0.014841 | 0.0090606 | 0.068637 | 0.0069828 | 0.0069828 | 0.053984 | 0.024975 | 0.13771 | 0.033846 | 0.31415 | 0.00050681 | 0.0027875 | 0.50875 | 0.60375 | 0.00051025 | 0.0005005 | 0.5005 | 0.54659 | 0.00050681 | 0.00099925 | 0.00051366 | 0.010598 | 1 | 0.50688 | 0.00050688 | 0.50688 | 0.50687 | 0 | 0.020137 | 0.010598 | 0.010598 | 0.51 | 0.0050681 | 0.0060375 | 0.0083998 | 0.0087745 | 0.010514 | 0.0076879 | 0.505 | 0.505 | 0.0050681 | 0.0077548 | 0.0080133 | 0.0077548 | 0.0080133 | 0.0077548 | 0.0069816 | 0.0069781 | 0.665 | 0.012925 | 0.012925 | 0.012925 | 0.012925 | 0.010506 | 0.018767 | 0.065918 | 0.36991 | 0.00050681 | 0.40099 | 0.00050875 | 0.00060375 | 0.00051025 | 0.0005005 | 0.5005 | 0.54659 | 0.072908 | 0.00096312 | 0.51366 | 0.00051698 | 0.010598 | 0.00050688 | 0.00050688 | 0.0069695 | 0.47045 | 0 | 0.020137 | 0.00051025 | 0.00051025 | 0.39148 | 0.0050681 | 0.47823 | 0.6165 | 0.644 | 0.77169 | 0.56425 | 0.505 | 0.505 | 0.505 | 0.5075 | 0.50775 | 0.5075 | 0.50775 | 0.5075 | 0.0069816 | 0.0069781 | 0.665 | 0.5125 | 0.5125 | 0.5125 | 0.5125 | 0.010506 | 0.5525 | 0.03132 | 0.038604 | 0.013612 | 0.0027875 | 0.0069317 | 0.0082261 | 0.00050681 | 0.0022757 | 0.00050681 | 0.0074473 | 0.00050681 | 0.00099925 | 0.00051366 | 0.038113 | 0.032897 | 0.0070628 | 0.0070628 | 0.46928 | 0.46824 | 0 | 0.027315 | 0.03139 | 0.031143 | 0.019684 | 0.0098657 | 0.32506 | 0.0083998 | 0.0087745 | 0.010514 | 0.0076879 | 0.0050681 | 0.0050681 | 0.0050681 | 0.5075 | 0.50775 | 0.5075 | 0.50775 | 0.5075 | 0.015334 | 0.014841 | 0.0090606 | 0.068637 | 0.0069828 | 0.0069828 | 0.053984 | 0.024975 | 0.13771 | 0.03132 | 0.038604 | 0.013612 | 0.0027875 | 0.0069317 | 0.0082261 | 0.00050681 | 0.0022757 | 0.00050681 | 0.0074473 | 0.00050681 | 0.00099925 | 0.028077 | 0.034483 | 0.032897 | 0.032037 | 0.018784 | 0.026433 | 0.026433 | 0 | 0.027231 | 0.03139 | 0.031143 | 0.019684 | 0.0098657 | 0.013686 | 0.0083998 | 0.0087745 | 0.010514 | 0.0076879 | 0.0050681 | 0.0050681 | 0.0050681 | 0.0069147 | 0.0069181 | 0.0069147 | 0.0069181 | 0.0069147 | 0.015235 | 0.014748 | 0.0090606 | 0.067402 | 0.0069828 | 0.0069828 | 0.052723 | 0.024975 | 0.13614 | 0.029771 | 0.067841 | 0.013605 | 0.0054261 | 0.017239 | 0.20339 | 0.00098657 | 0.0039804 | 0.00098657 | 0.091392 | 0.00098657 | 0.00099901 | 0.027284 | 0.041619 | 0.032341 | 0.013385 | 0.013385 | 0.013548 | 0.013548 | 0 | 0.02727 | 0.055539 | 0.055079 | 0.019516 | 0.0098657 | 0.020879 | 0.22838 | 0.28226 | 0.53247 | 0.12599 | 0.0098657 | 0.0098657 | 0.0098657 | 0.029196 | 0.029942 | 0.029196 | 0.029942 | 0.029196 | 0.015281 | 0.014791 | 0.32341 | 0.09153 | 0.024587 | 0.024587 | 0.066501 | 0.024963 | 0.14943 | 0.029771 | 0.067841 | 0.013605 | 0.0054261 | 0.017239 | 0.20339 | 0.00098657 | 0.0034716 | 0.00098657 | 0.091392 | 0.00098657 | 0.00099901 | 0.028776 | 0.034946 | 0.032341 | 0.056333 | 0.028504 | 0.040697 | 0.040697 | 0 | 0.027161 | 0.055539 | 0.055079 | 0.019516 | 0.0098657 | 0.020879 | 0.22838 | 0.28226 | 0.53247 | 0.12599 | 0.0098657 | 0.0098657 | 0.0098657 | 0.014789 | 0.015279 | 0.014789 | 0.015279 | 0.014789 | 0.015154 | 0.014671 | 0.32341 | 0.089371 | 0.024587 | 0.024587 | 0.064239 | 0.024963 | 0.14662 | 0.029771 | 0.067841 | 0.013605 | 0.0054261 | 0.017239 | 0.20339 | 0.00098657 | 0.0039804 | 0.00098657 | 0.091392 | 0.00098657 | 0.00099901 | 0.027271 | 0.041619 | 0.032341 | 0.013385 | 0.013385 | 0.013548 | 0.013548 | 0 | 0.02727 | 0.055539 | 0.055079 | 0.019516 | 0.0098657 | 0.020879 | 0.22838 | 0.28227 | 0.53247 | 0.12599 | 0.0098657 | 0.0098657 | 0.0098657 | 0.029189 | 0.029936 | 0.029189 | 0.029936 | 0.029189 | 0.015281 | 0.014791 | 0.32342 | 0.09153 | 0.024587 | 0.024587 | 0.066501 | 0.024963 | 0.14943 | 0.029771 | 0.067841 | 0.013605 | 0.0054261 | 0.017239 | 0.20339 | 0.00098657 | 0.0034716 | 0.00098657 | 0.091392 | 0.00098657 | 0.00099901 | 0.028776 | 0.034946 | 0.032341 | 0.056333 | 0.028504 | 0.040697 | 0.040697 | 0 | 0.027161 | 0.055539 | 0.055079 | 0.019516 | 0.0098657 | 0.020879 | 0.22838 | 0.28227 | 0.53247 | 0.12599 | 0.0098657 | 0.0098657 | 0.0098657 | 0.014789 | 0.015279 | 0.014789 | 0.015279 | 0.014789 | 0.015154 | 0.014671 | 0.32342 | 0.089371 | 0.024587 | 0.024587 | 0.064239 | 0.024963 | 0.14662 | 0.029771 | 0.067841 | 0.013605 | 0.0054261 | 0.017239 | 0.20339 | 0.00098657 | 0.0039804 | 0.00098657 | 0.091392 | 0.00098657 | 0.00099901 | 0.027271 | 0.041619 | 0.032341 | 0.013385 | 0.013385 | 0.013548 | 0.013548 | 0 | 0.02727 | 0.055539 | 0.055079 | 0.019516 | 0.0098657 | 0.020879 | 0.22838 | 0.28227 | 0.53247 | 0.12599 | 0.0098657 | 0.0098657 | 0.0098657 | 0.029189 | 0.029936 | 0.029189 | 0.029936 | 0.029189 | 0.015281 | 0.014791 | 0.32342 | 0.09153 | 0.024587 | 0.024587 | 0.066501 | 0.024963 | 0.14943 | 0.096807 | 0.030653 |  |  | 1 | 0.055686 |  |  | 1 | 0.052828 |  | 0.002858
1: Change in mooring profile | 0.025187 | 0.010659 | 0.00050681 | 0.3564 | 0.50875 | 0.60375 | 0.00050688 | 0.0005005 | 0.068953 | 0.0075156 | 0.00054659 | 0.00099923 | 0.0070628 | 0.51698 | 0.021873 | 0.0069695 | 0.0069695 | 0.0069695 | 0.47045 | 0 | 0.020137 | 0.51025 | 0.51025 | 0.39189 | 0.0099294 | 0.22307 | 0.6165 | 0.644 | 0.77169 | 0.56425 | 0.505 | 0.505 | 0.37481 | 0.5075 | 0.50775 | 0.5075 | 0.50775 | 0.5075 | 0.0069816 | 0.0069781 | 0.665 | 0.44068 | 0.5125 | 0.5125 | 0.36486 | 0.27401 | 0.44721 | 0.39259 | 0.50975 | 0.00050681 | 0.0027775 | 0.50875 | 0.60375 | 0.1411 | 0.19583 | 0.000505 | 0.54659 | 0.5005 | 0.00074975 | 0.0070628 | 0.0071085 | 0.010598 | 1 | 0.0069695 | 0.50688 | 0.0069816 | 0 | 0.50687 | 0.010598 | 0.010598 | 0.51 | 0.0050681 | 0.0060375 | 0.0033908 | 0.003542 | 0.0042443 | 0.0031034 | 0.0050688 | 0.0050688 | 0.0027775 | 0.5075 | 0.0069816 | 0.5075 | 0.50775 | 0.0069781 | 0.0069816 | 0.0069781 | 0.022589 | 0.012925 | 0.012925 | 0.012925 | 0.012925 | 0.010506 | 0.018767 | 0.025187 | 0.010659 | 0.00050681 | 0.3564 | 0.50875 | 0.60375 | 0.00051025 | 0.0005005 | 0.068953 | 0.0075156 | 0.00054659 | 0.00099923 | 0.0070628 | 0.51698 | 0.021873 | 0.0069695 | 0.0069695 | 0.0069695 | 0.47045 | 0 | 0.020137 | 0.51025 | 0.51025 | 0.39189 | 0.0099294 | 0.22307 | 0.6165 | 0.644 | 0.77169 | 0.56425 | 0.505 | 0.505 | 0.37481 | 0.5075 | 0.50775 | 0.5075 | 0.50775 | 0.5075 | 0.0069816 | 0.0069781 | 0.665 | 0.44068 | 0.5125 | 0.5125 | 0.36486 | 0.27401 | 0.44721 | 0.063883 | 0.014255 | 0.012671 | 0.0027875 | 0.50875 | 0.60375 | 0.072241 | 0.00050688 | 0.03745 | 0.54659 | 0.054649 | 0.00097223 | 0.51366 | 0.0071085 | 0.031081 | 0.0069781 | 0.50688 | 0.0069781 | 0.0069781 | 0 | 0.023708 | 0.11028 | 0.11028 | 0.24851 | 0.0098702 | 0.22307 | 0.0083998 | 0.0087745 | 0.010514 | 0.0076879 | 0.47986 | 0.47986 | 0.0050681 | 0.5075 | 0.0069816 | 0.5075 | 0.50775 | 0.0069781 | 0.01113 | 0.010883 | 0.665 | 0.024493 | 0.5125 | 0.5125 | 0.024493 | 0.10269 | 0.10262 | 0.03889 | 0.018532 | 0.013612 | 0.0054612 | 0.019602 | 0.22225 | 0.00050688 | 0.00099925 | 0.00099294 | 0.0075156 | 0.0011109 | 0.00099895 | 0.0070628 | 0.037821 | 0.033101 | 0.0069695 | 0.0069695 | 0.013609 | 0.0136 | 0 | 0.027316 | 0.022548 | 0.022548 | 0.019514 | 0.0098657 | 0.022072 | 0.2313 | 0.2859 | 0.5394 | 0.12756 | 0.013781 | 0.013781 | 0.0099294 | 0.020892 | 0.024922 | 0.020892 | 0.021464 | 0.020892 | 0.015335 | 0.014842 | 0.32759 | 0.060511 | 0.024821 | 0.024821 | 0.049815 | 0.036783 | 0.1339 | 0.029769 | 0.067869 | 0.013605 | 0.0054286 | 0.017248 | 0.20358 | 0.00098702 | 0.0039836 | 0.00098702 | 0.091472 | 0.00098702 | 0.00099901 | 0.027284 | 0.047528 | 0.032341 | 0.025639 | 0.013385 | 0.013574 | 0.013574 | 0 | 0.02727 | 0.055562 | 0.055102 | 0.019516 | 0.0098657 | 0.020886 | 0.22859 | 0.28252 | 0.53297 | 0.1261 | 0.0098702 | 0.0098702 | 0.0098702 | 0.02874 | 0.029487 | 0.02874 | 0.029487 | 0.02874 | 0.015281 | 0.014791 | 0.32371 | 0.093461 | 0.024604 | 0.024604 | 0.068514 | 0.024963 | 0.15192 | 0.029771 | 0.067841 | 0.013605 | 0.0054261 | 0.017239 | 0.20339 | 0.00098657 | 0.0039804 | 0.00098657 | 0.091392 | 0.00098657 | 0.00099901 | 0.048124 | 0.041697 | 0.032341 | 0.013548 | 0.04807 | 0.013548 | 0.013548 | 0 | 0.02702 | 0.055539 | 0.055079 | 0.019516 | 0.0098657 | 0.020879 | 0.22838 | 0.28226 | 0.53247 | 0.12599 | 0.0098657 | 0.0098657 | 0.0098657 | 0.014789 | 0.015279 | 0.014789 | 0.015279 | 0.014789 | 0.014989 | 0.014516 | 0.32341 | 0.091555 | 0.024587 | 0.024587 | 0.066527 | 0.024963 | 0.14946 | 0.039034 | 0.017866 | 0.013605 | 0.0054261 | 0.033257 | 0.25924 | 0.00098654 | 0.00099901 | 0.00098657 | 0.091392 | 0.0020439 | 0.00099848 | 0.027271 | 0.041232 | 0.032905 | 0.013565 | 0.013565 | 0.027221 | 0.013548 | 0 | 0.027268 | 0.031056 | 0.031056 | 0.019516 | 0.0098657 | 0.027584 | 0.22838 | 0.28227 | 0.53247 | 0.12599 | 0.025475 | 0.025475 | 0.0098657 | 0.035779 | 0.043019 | 0.035779 | 0.036522 | 0.035779 | 0.015279 | 0.014789 | 0.32342 | 0.069506 | 0.024587 | 0.024587 | 0.055028 | 0.041365 | 0.13901 | 0.029771 | 0.067841 | 0.013605 | 0.0054261 | 0.017239 | 0.20339 | 0.00098657 | 0.0034716 | 0.00098657 | 0.091392 | 0.00098657 | 0.00099901 | 0.027271 | 0.034946 | 0.032341 | 0.070417 | 0.035999 | 0.047258 | 0.047258 | 0 | 0.027107 | 0.055539 | 0.055079 | 0.019516 | 0.0098657 | 0.020879 | 0.22838 | 0.28227 | 0.53247 | 0.12599 | 0.0098657 | 0.0098657 | 0.0098657 | 0.014789 | 0.015279 | 0.014789 | 0.015279 | 0.014789 | 0.015091 | 0.014612 | 0.32342 | 0.089371 | 0.024587 | 0.024587 | 0.064239 | 0.024963 | 0.14662 | 0.029771 | 0.067841 | 0.013605 | 0.0054261 | 0.017239 | 0.20339 | 0.00098657 | 0.0039804 | 0.00098657 | 0.091392 | 0.00098657 | 0.00099901 | 0.027271 | 0.041698 | 0.032341 | 0.013548 | 0.070768 | 0.013548 | 0.013548 | 0 | 0.026856 | 0.055539 | 0.055079 | 0.019516 | 0.0098657 | 0.020879 | 0.22838 | 0.28227 | 0.53247 | 0.12599 | 0.0098657 | 0.0098657 | 0.0098657 | 0.014789 | 0.015279 | 0.014789 | 0.015279 | 0.014789 | 0.014798 | 0.014336 | 0.32342 | 0.091555 | 0.024587 | 0.024587 | 0.066527 | 0.024963 | 0.14946 | 0.12973 | 0.057548 |  |  | 2 | 0.076764 |  |  | 2 | 0.090127 |  | -0.013363
1: Excess mooring loads | 0.068404 | 0.010659 | 0.00050681 | 0.0027875 | 0.50875 | 0.60375 | 0.00050688 | 0.0005005 | 0.00050681 | 0.0075156 | 0.067638 | 0.00096575 | 0.00051366 | 0.51698 | 0.021873 | 0.0069695 | 0.0069695 | 0.013609 | 0.471 | 0 | 0.027316 | 0.51025 | 0.51025 | 0.019684 | 0.0099294 | 0.22307 | 0.0083998 | 0.0087745 | 0.010514 | 0.0076879 | 0.505 | 0.505 | 0.0050681 | 0.5075 | 0.50775 | 0.5075 | 0.50775 | 0.5075 | 0.015335 | 0.014842 | 0.0090606 | 0.44068 | 0.0069828 | 0.0069828 | 0.36486 | 0.29002 | 0.44721 | 0.50975 | 0.50975 | 0.00050681 | 0.0027775 | 0.50875 | 0.60375 | 0.00050688 | 0.19583 | 0.000505 | 0.0075156 | 0.5005 | 0.0005005 | 0.0070628 | 0.0071085 | 0.0071085 | 0.0069695 | 1 | 0.0069695 | 0.50687 | 0 | 0.50687 | 0.51025 | 0.51025 | 0.51 | 0.0050681 | 0.47823 | 0.0033908 | 0.003542 | 0.0042443 | 0.0031034 | 0.0050688 | 0.0050688 | 0.0027775 | 0.0069781 | 0.0069816 | 0.0069781 | 0.0069816 | 0.0069781 | 0.0069816 | 0.0069781 | 0.665 | 0.012925 | 0.5125 | 0.5125 | 0.012925 | 0.5125 | 0.018767 | 0.058565 | 0.018532 | 0.00050681 | 0.0027875 | 0.50875 | 0.60375 | 0.00050688 | 0.0005005 | 0.00050681 | 0.0075156 | 0.039206 | 0.00097994 | 0.00051366 | 0.51698 | 0.021873 | 0.0069695 | 0.0069695 | 0.013609 | 0.471 | 0 | 0.027316 | 0.51025 | 0.51025 | 0.019684 | 0.0099294 | 0.22307 | 0.0083998 | 0.0087745 | 0.010514 | 0.0076879 | 0.39419 | 0.39419 | 0.0050681 | 0.5075 | 0.50775 | 0.5075 | 0.50775 | 0.5075 | 0.015335 | 0.014842 | 0.0090606 | 0.44068 | 0.0069828 | 0.0069828 | 0.36486 | 0.28323 | 0.44721 | 0.063883 | 0.014255 | 0.012671 | 0.0027875 | 0.50875 | 0.60375 | 0.072241 | 0.00050688 | 0.03745 | 0.54659 | 0.054649 | 0.00097223 | 0.51366 | 0.0071085 | 0.031081 | 0.0069781 | 0.50688 | 0.0069781 | 0.0069781 | 0 | 0.023708 | 0.11028 | 0.11028 | 0.24851 | 0.0098702 | 0.22307 | 0.0083998 | 0.0087745 | 0.010514 | 0.0076879 | 0.47986 | 0.47986 | 0.0050681 | 0.5075 | 0.0069816 | 0.5075 | 0.50775 | 0.0069781 | 0.01113 | 0.010883 | 0.665 | 0.024493 | 0.5125 | 0.5125 | 0.024493 | 0.10269 | 0.10262 | 0.029238 | 0.018532 | 0.013612 | 0.012142 | 0.019286 | 0.22131 | 0.00050688 | 0.00099925 | 0.0027078 | 0.0075156 | 0.00095035 | 0.00099903 | 0.0070628 | 0.037821 | 0.033101 | 0.0069695 | 0.0069695 | 0.013609 | 0.071994 | 0 | 0.027316 | 0.022548 | 0.022548 | 0.094749 | 0.0098657 | 0.021944 | 0.2493 | 0.30422 | 0.55921 | 0.14496 | 0.01354 | 0.01354 | 0.015717 | 0.02058 | 0.024609 | 0.02058 | 0.021149 | 0.02058 | 0.015335 | 0.014842 | 0.37185 | 0.060511 | 0.067586 | 0.067586 | 0.049815 | 0.036707 | 0.1339 | 0.029769 | 0.067869 | 0.013605 | 0.0054286 | 0.017248 | 0.20358 | 0.00098702 | 0.0039836 | 0.00098702 | 0.091472 | 0.00098702 | 0.00099901 | 0.027284 | 0.047528 | 0.032341 | 0.025639 | 0.013385 | 0.013574 | 0.013574 | 0 | 0.02727 | 0.055562 | 0.055102 | 0.019516 | 0.0098657 | 0.020886 | 0.22859 | 0.28252 | 0.53297 | 0.1261 | 0.0098702 | 0.0098702 | 0.0098702 | 0.02874 | 0.029487 | 0.02874 | 0.029487 | 0.02874 | 0.015281 | 0.014791 | 0.32371 | 0.093461 | 0.024604 | 0.024604 | 0.068514 | 0.024963 | 0.15192 | 0.029771 | 0.067841 | 0.013605 | 0.0054261 | 0.017239 | 0.20339 | 0.00098657 | 0.0039804 | 0.00098657 | 0.091392 | 0.00098657 | 0.00099901 | 0.048124 | 0.041697 | 0.032341 | 0.013548 | 0.04807 | 0.013548 | 0.013548 | 0 | 0.02702 | 0.055539 | 0.055079 | 0.019516 | 0.0098657 | 0.020879 | 0.22838 | 0.28226 | 0.53247 | 0.12599 | 0.0098657 | 0.0098657 | 0.0098657 | 0.014789 | 0.015279 | 0.014789 | 0.015279 | 0.014789 | 0.014989 | 0.014516 | 0.32341 | 0.091555 | 0.024587 | 0.024587 | 0.066527 | 0.024963 | 0.14946 | 0.039034 | 0.017866 | 0.013605 | 0.0054261 | 0.033257 | 0.25924 | 0.00098654 | 0.00099901 | 0.00098657 | 0.091392 | 0.0020439 | 0.00099848 | 0.027271 | 0.041232 | 0.032905 | 0.013565 | 0.013565 | 0.027221 | 0.013548 | 0 | 0.027268 | 0.031056 | 0.031056 | 0.019516 | 0.0098657 | 0.027584 | 0.22838 | 0.28227 | 0.53247 | 0.12599 | 0.025475 | 0.025475 | 0.0098657 | 0.035779 | 0.043019 | 0.035779 | 0.036522 | 0.035779 | 0.015279 | 0.014789 | 0.32342 | 0.069506 | 0.024587 | 0.024587 | 0.055028 | 0.041365 | 0.13901 | 0.029771 | 0.067841 | 0.013605 | 0.0054261 | 0.017239 | 0.20339 | 0.00098657 | 0.0034716 | 0.00098657 | 0.091392 | 0.00098657 | 0.00099901 | 0.027271 | 0.034946 | 0.032341 | 0.070417 | 0.035999 | 0.047258 | 0.047258 | 0 | 0.027107 | 0.055539 | 0.055079 | 0.019516 | 0.0098657 | 0.020879 | 0.22838 | 0.28227 | 0.53247 | 0.12599 | 0.0098657 | 0.0098657 | 0.0098657 | 0.014789 | 0.015279 | 0.014789 | 0.015279 | 0.014789 | 0.015091 | 0.014612 | 0.32342 | 0.089371 | 0.024587 | 0.024587 | 0.064239 | 0.024963 | 0.14662 | 0.029771 | 0.067841 | 0.013605 | 0.0054261 | 0.017239 | 0.20339 | 0.00098657 | 0.0039804 | 0.00098657 | 0.091392 | 0.00098657 | 0.00099901 | 0.027271 | 0.041698 | 0.032341 | 0.013548 | 0.070768 | 0.013548 | 0.013548 | 0 | 0.026856 | 0.055539 | 0.055079 | 0.019516 | 0.0098657 | 0.020879 | 0.22838 | 0.28227 | 0.53247 | 0.12599 | 0.0098657 | 0.0098657 | 0.0098657 | 0.014789 | 0.015279 | 0.014789 | 0.015279 | 0.014789 | 0.014798 | 0.014336 | 0.32342 | 0.091555 | 0.024587 | 0.024587 | 0.066527 | 0.024963 | 0.14946 | 0.11089 | 0.081093 |  |  | 3 | 0.15054 |  |  | 3 | 0.1816 |  | -0.031059
1: Mooring line nonfunctional | 0.50975 | 0.50975 | 0.00050681 | 0.0027875 | 0.0069317 | 0.0082261 | 0.00050681 | 0.5005 | 0.00050681 | 0.0074473 | 0.00050681 | 0.0005005 | 0.00051366 | 0.51698 | 0.021873 | 0.0070628 | 0.0070628 | 0.46928 | 0.46824 | 0 | 0.027315 | 0.51025 | 0.51025 | 0.019684 | 0.0099294 | 0.47823 | 0.0083998 | 0.0087745 | 0.010514 | 0.0076879 | 0.0050681 | 0.0050681 | 0.0050681 | 0.5075 | 0.50775 | 0.5075 | 0.50775 | 0.5075 | 0.015334 | 0.014841 | 0.0090606 | 0.44068 | 0.0069828 | 0.0069828 | 0.36486 | 0.0005125 | 0.44721 | 0.50975 | 0.010659 | 0.00050681 | 0.50275 | 0.50875 | 0.60375 | 0.00050688 | 0.00050688 | 0.0005005 | 0.0075156 | 0.00054659 | 0.0005005 | 0.51366 | 0.51698 | 0.010598 | 0.0069695 | 0.50687 | 1 | 0.0069816 | 0 | 0.020137 | 0.51025 | 0.51025 | 0.44761 | 0.0050681 | 0.47823 | 0.6165 | 0.644 | 0.77169 | 0.56425 | 0.0054659 | 0.0054659 | 0.505 | 0.5075 | 0.0069816 | 0.5075 | 0.50775 | 0.0069781 | 0.0069816 | 0.0069781 | 0.665 | 0.5125 | 0.5125 | 0.5125 | 0.5125 | 0.5125 | 0.5525 | 0.50975 | 0.50975 | 0.00050681 | 0.0027875 | 0.0069317 | 0.0082261 | 0.00050681 | 0.5005 | 0.00050681 | 0.0074473 | 0.00050681 | 0.0005005 | 0.00051366 | 0.51698 | 0.021873 | 0.0070628 | 0.0070628 | 0.46928 | 0.46824 | 0 | 0.027315 | 0.51025 | 0.51025 | 0.019684 | 0.0099294 | 0.47823 | 0.0083998 | 0.0087745 | 0.010514 | 0.0076879 | 0.0050681 | 0.0050681 | 0.0050681 | 0.5075 | 0.50775 | 0.5075 | 0.50775 | 0.5075 | 0.015334 | 0.014841 | 0.0090606 | 0.44068 | 0.0069828 | 0.0069828 | 0.36486 | 0.0005125 | 0.44721 | 0.50975 | 0.50975 | 0.00050681 | 0.0027875 | 0.0069317 | 0.0082261 | 0.00050681 | 0.5005 | 0.00050681 | 0.0074473 | 0.00050681 | 0.0005005 | 0.51366 | 0.51698 | 0.021873 | 0.50687 | 0.50687 | 0.026433 | 0.026433 | 0 | 0.023708 | 0.51025 | 0.51025 | 0.019684 | 0.0099294 | 0.47823 | 0.0083998 | 0.0087745 | 0.010514 | 0.0076879 | 0.0050681 | 0.0050681 | 0.0050681 | 0.0069147 | 0.0069181 | 0.0069147 | 0.0069181 | 0.0069147 | 0.01113 | 0.010883 | 0.0090606 | 0.44068 | 0.0069828 | 0.0069828 | 0.36486 | 0.0005125 | 0.44721 | 0.02975 | 0.068236 | 0.013605 | 0.0054612 | 0.017375 | 0.20599 | 0.00099294 | 0.0039963 | 0.00099294 | 0.092507 | 0.00099294 | 0.000999 | 0.00051366 | 0.041709 | 0.032334 | 0.013559 | 0.013559 | 0.013548 | 0.013548 | 0 | 0.027268 | 0.055862 | 0.055399 | 0.019514 | 0.0098657 | 0.020978 | 0.2313 | 0.2859 | 0.5394 | 0.12756 | 0.0099294 | 0.0099294 | 0.0099294 | 0.015651 | 0.016164 | 0.015651 | 0.016164 | 0.015651 | 0.015279 | 0.01479 | 0.32759 | 0.091845 | 0.024821 | 0.024821 | 0.066682 | 0.024963 | 0.1496 | 0.02975 | 0.068236 | 0.013605 | 0.0054612 | 0.017375 | 0.20599 | 0.00099294 | 0.0034875 | 0.00099294 | 0.092507 | 0.00099294 | 0.000999 | 0.028786 | 0.034952 | 0.032334 | 0.056649 | 0.028632 | 0.040884 | 0.040884 | 0 | 0.02716 | 0.055862 | 0.055399 | 0.019514 | 0.0098657 | 0.020978 | 0.2313 | 0.2859 | 0.5394 | 0.12756 | 0.0099294 | 0.0099294 | 0.0099294 | 0.014894 | 0.01539 | 0.014894 | 0.01539 | 0.014894 | 0.015153 | 0.01467 | 0.32759 | 0.089661 | 0.024821 | 0.024821 | 0.064393 | 0.024963 | 0.14676 | 0.029771 | 0.067841 | 0.013605 | 0.0054261 | 0.017239 | 0.20339 | 0.00098657 | 0.0039804 | 0.00098657 | 0.091392 | 0.00098657 | 0.00099901 | 0.027271 | 0.041619 | 0.032341 | 0.013385 | 0.013385 | 0.013548 | 0.013548 | 0 | 0.02727 | 0.055539 | 0.055079 | 0.019516 | 0.0098657 | 0.020879 | 0.22838 | 0.28227 | 0.53247 | 0.12599 | 0.0098657 | 0.0098657 | 0.0098657 | 0.029189 | 0.029936 | 0.029189 | 0.029936 | 0.029189 | 0.015281 | 0.014791 | 0.32342 | 0.09153 | 0.024587 | 0.024587 | 0.066501 | 0.024963 | 0.14943 | 0.029771 | 0.067841 | 0.013605 | 0.0054261 | 0.017239 | 0.20339 | 0.00098657 | 0.0034716 | 0.00098657 | 0.091392 | 0.00098657 | 0.00099901 | 0.028776 | 0.034946 | 0.032341 | 0.056333 | 0.028504 | 0.040697 | 0.040697 | 0 | 0.027161 | 0.055539 | 0.055079 | 0.019516 | 0.0098657 | 0.020879 | 0.22838 | 0.28227 | 0.53247 | 0.12599 | 0.0098657 | 0.0098657 | 0.0098657 | 0.014789 | 0.015279 | 0.014789 | 0.015279 | 0.014789 | 0.015154 | 0.014671 | 0.32342 | 0.089371 | 0.024587 | 0.024587 | 0.064239 | 0.024963 | 0.14662 | 0.029771 | 0.067841 | 0.013605 | 0.0054261 | 0.017239 | 0.20339 | 0.00098657 | 0.0039804 | 0.00098657 | 0.091392 | 0.00098657 | 0.00099901 | 0.027271 | 0.041619 | 0.032341 | 0.013385 | 0.013385 | 0.013548 | 0.013548 | 0 | 0.02727 | 0.055539 | 0.055079 | 0.019516 | 0.0098657 | 0.020879 | 0.22838 | 0.28227 | 0.53247 | 0.12599 | 0.0098657 | 0.0098657 | 0.0098657 | 0.029189 | 0.029936 | 0.029189 | 0.029936 | 0.029189 | 0.015281 | 0.014791 | 0.32342 | 0.09153 | 0.024587 | 0.024587 | 0.066501 | 0.024963 | 0.14943 | 0.029771 | 0.067841 | 0.013605 | 0.0054261 | 0.017239 | 0.20339 | 0.00098657 | 0.0034716 | 0.00098657 | 0.091392 | 0.00098657 | 0.00099901 | 0.028776 | 0.034946 | 0.032341 | 0.056333 | 0.028504 | 0.040697 | 0.040697 | 0 | 0.027161 | 0.055539 | 0.055079 | 0.019516 | 0.0098657 | 0.020879 | 0.22838 | 0.28227 | 0.53247 | 0.12599 | 0.0098657 | 0.0098657 | 0.0098657 | 0.014789 | 0.015279 | 0.014789 | 0.015279 | 0.014789 | 0.015154 | 0.014671 | 0.32342 | 0.089371 | 0.024587 | 0.024587 | 0.064239 | 0.024963 | 0.14662 | 0.11896 | 0.058032 |  |  | 4 | 0.20854 |  |  | 4 | 0.20854 |  | 0
1: Shared line nonfunctional | 0.50975 | 0.010659 | 0.00050681 | 0.50275 | 0.50875 | 0.60375 | 0.00050688 | 0.0005005 | 0.5005 | 0.0075156 | 0.00054659 | 0.0005005 | 0.0070628 | 0.51698 | 0.010598 | 0.0069695 | 0.0069695 | 0.0069695 | 0.47045 | 0 | 0.020137 | 0.51025 | 0.51025 | 0.44761 | 0.0050681 | 0.47823 | 0.6165 | 0.644 | 0.77169 | 0.56425 | 0.505 | 0.505 | 0.505 | 0.5075 | 0.50775 | 0.5075 | 0.50775 | 0.5075 | 0.0069816 | 0.0069781 | 0.665 | 0.5125 | 0.5125 | 0.5125 | 0.5125 | 0.5125 | 0.5525 | 0.50975 | 0.010659 | 0.00050681 | 0.50275 | 0.50875 | 0.60375 | 0.00050688 | 0.0005005 | 0.5005 | 0.0075156 | 0.00054659 | 0.0005005 | 0.0070628 | 0.51698 | 0.010598 | 0.0069695 | 0.0069695 | 0.0069695 | 1 | 0 | 0.020137 | 0.51025 | 0.51025 | 0.44761 | 0.0050681 | 0.47823 | 0.6165 | 0.644 | 0.77169 | 0.56425 | 0.505 | 0.505 | 0.505 | 0.5075 | 0.50775 | 0.5075 | 0.50775 | 0.5075 | 0.0069816 | 0.0069781 | 0.665 | 0.5125 | 0.5125 | 0.5125 | 0.5125 | 0.5125 | 0.5525 | 0.50975 | 0.010659 | 0.00050681 | 0.45337 | 0.50875 | 0.60375 | 0.00050688 | 0.0005005 | 0.5005 | 0.0075156 | 0.00054659 | 0.00099923 | 0.0070628 | 0.51698 | 0.010598 | 0.0069695 | 0.0069695 | 0.0069695 | 0.47045 | 0 | 0.020137 | 0.51025 | 0.51025 | 0.44761 | 0.0050681 | 0.47823 | 0.6165 | 0.644 | 0.77169 | 0.56425 | 0.505 | 0.505 | 0.505 | 0.5075 | 0.50775 | 0.5075 | 0.50775 | 0.5075 | 0.0069816 | 0.0069781 | 0.665 | 0.5125 | 0.5125 | 0.5125 | 0.5125 | 0.5125 | 0.5525 | 0.03132 | 0.038604 | 0.013612 | 0.0027875 | 0.0069317 | 0.0082261 | 0.00050681 | 0.0027793 | 0.00050681 | 0.0074473 | 0.00050681 | 0.00099925 | 0.00051366 | 0.038113 | 0.032897 | 0.0070628 | 0.0070628 | 0.0136 | 0.0136 | 0 | 0.027315 | 0.03139 | 0.031143 | 0.019684 | 0.0098657 | 0.013686 | 0.0083998 | 0.0087745 | 0.010514 | 0.0076879 | 0.0050681 | 0.0050681 | 0.0050681 | 0.5075 | 0.50775 | 0.5075 | 0.50775 | 0.5075 | 0.015334 | 0.014841 | 0.0090606 | 0.068637 | 0.0069828 | 0.0069828 | 0.053984 | 0.024975 | 0.13771 | 0.03132 | 0.038604 | 0.013612 | 0.0027875 | 0.0069317 | 0.0082261 | 0.00050681 | 0.0027793 | 0.00050681 | 0.0074473 | 0.00050681 | 0.00099925 | 0.041461 | 0.041266 | 0.032897 | 0.0136 | 0.032124 | 0.0136 | 0.0136 | 0 | 0.027135 | 0.03139 | 0.031143 | 0.019684 | 0.0098657 | 0.013686 | 0.0083998 | 0.0087745 | 0.010514 | 0.0076879 | 0.0050681 | 0.0050681 | 0.0050681 | 0.0069147 | 0.0069181 | 0.0069147 | 0.0069181 | 0.0069147 | 0.015123 | 0.014642 | 0.0090606 | 0.069709 | 0.0069828 | 0.0069828 | 0.05508 | 0.024975 | 0.13907 | 0.039034 | 0.017866 | 0.013605 | 0.0054261 | 0.033259 | 0.25924 | 0.00098651 | 0.00099901 | 0.00098657 | 0.091388 | 0.0020441 | 0.00099848 | 0.027284 | 0.041232 | 0.032905 | 0.013565 | 0.013565 | 0.027243 | 0.013548 | 0 | 0.027268 | 0.031056 | 0.031056 | 0.019516 | 0.0098657 | 0.027585 | 0.22838 | 0.28226 | 0.53247 | 0.12599 | 0.025477 | 0.025477 | 0.0098657 | 0.035786 | 0.043025 | 0.035786 | 0.036529 | 0.035786 | 0.015279 | 0.014789 | 0.32341 | 0.069505 | 0.024587 | 0.024587 | 0.055027 | 0.041365 | 0.13901 | 0.029771 | 0.067841 | 0.013605 | 0.0054261 | 0.017239 | 0.20339 | 0.00098657 | 0.0034716 | 0.00098657 | 0.091392 | 0.00098657 | 0.00099901 | 0.027271 | 0.034946 | 0.032341 | 0.063794 | 0.035999 | 0.040697 | 0.040697 | 0 | 0.027107 | 0.055539 | 0.055079 | 0.019516 | 0.0098657 | 0.020879 | 0.22838 | 0.28226 | 0.53247 | 0.12599 | 0.0098657 | 0.0098657 | 0.0098657 | 0.014789 | 0.015279 | 0.014789 | 0.015279 | 0.014789 | 0.015091 | 0.014612 | 0.32341 | 0.089371 | 0.024587 | 0.024587 | 0.064239 | 0.024963 | 0.14662 | 0.029771 | 0.067841 | 0.013605 | 0.0054261 | 0.017239 | 0.20339 | 0.00098657 | 0.0039804 | 0.00098657 | 0.091392 | 0.00098657 | 0.00099901 | 0.027271 | 0.041698 | 0.032341 | 0.013548 | 0.049029 | 0.013548 | 0.013548 | 0 | 0.027013 | 0.055539 | 0.055079 | 0.019516 | 0.0098657 | 0.020879 | 0.22838 | 0.28227 | 0.53247 | 0.12599 | 0.0098657 | 0.0098657 | 0.0098657 | 0.014789 | 0.015279 | 0.014789 | 0.015279 | 0.014789 | 0.014981 | 0.014509 | 0.32342 | 0.091555 | 0.024587 | 0.024587 | 0.066527 | 0.024963 | 0.14946 | 0.029771 | 0.067841 | 0.013605 | 0.0054261 | 0.017239 | 0.20339 | 0.00098657 | 0.0034716 | 0.00098657 | 0.091392 | 0.00098657 | 0.00099901 | 0.027271 | 0.041706 | 0.032341 | 0.013565 | 0.013565 | 0.047247 | 0.040697 | 0 | 0.027268 | 0.055539 | 0.055079 | 0.019516 | 0.0098657 | 0.020879 | 0.22838 | 0.28227 | 0.53247 | 0.12599 | 0.0098657 | 0.0098657 | 0.0098657 | 0.014789 | 0.015279 | 0.014789 | 0.015279 | 0.014789 | 0.015279 | 0.014789 | 0.32342 | 0.091558 | 0.024587 | 0.024587 | 0.06653 | 0.024963 | 0.14946 | 0.029771 | 0.067841 | 0.013605 | 0.0054261 | 0.017239 | 0.20339 | 0.00098657 | 0.0034716 | 0.00098657 | 0.091392 | 0.00098657 | 0.00099901 | 0.027271 | 0.034946 | 0.032341 | 0.063767 | 0.035987 | 0.047255 | 0.047255 | 0 | 0.027107 | 0.055539 | 0.055079 | 0.019516 | 0.0098657 | 0.020879 | 0.22838 | 0.28227 | 0.53247 | 0.12599 | 0.0098657 | 0.0098657 | 0.0098657 | 0.014789 | 0.015279 | 0.014789 | 0.015279 | 0.014789 | 0.015091 | 0.014612 | 0.32342 | 0.089371 | 0.024587 | 0.024587 | 0.064239 | 0.024963 | 0.14662 | 0.14316 | 0.11274 |  |  | 5 | 0.1816 |  |  | 5 | 0.14113 |  | 0.040471
1: Excess Anchor Loads | 0 | 0 | 0 | 0 | 0 | 0 | 0 | 0 | 0 | 0 | 0 | 0 | 0 | 0 | 0 | 0 | 0 | 0 | 0 | 0 | 0 | 0 | 0 | 0 | 0 | 0 | 0 | 0 | 0 | 0 | 0 | 0 | 0 | 0 | 0 | 0 | 0 | 0 | 0 | 0 | 0 | 0 | 0 | 0 | 0 | 0 | 0 | 0 | 0 | 0 | 0 | 0 | 0 | 0 | 0 | 0 | 0 | 0 | 0 | 0 | 0 | 0 | 0 | 0 | 0 | 0 | 1 | 0 | 0 | 0 | 0 | 0 | 0 | 0 | 0 | 0 | 0 | 0 | 0 | 0 | 0 | 0 | 0 | 0 | 0 | 0 | 0 | 0 | 0 | 0 | 0 | 0 | 0 | 0 | 0 | 0 | 0 | 0 | 0 | 0 | 0 | 0 | 0 | 0 | 0 | 0 | 0 | 0 | 0 | 0 | 0 | 0 | 0 | 0 | 0 | 0 | 0 | 0 | 0 | 0 | 0 | 0 | 0 | 0 | 0 | 0 | 0 | 0 | 0 | 0 | 0 | 0 | 0 | 0 | 0 | 0 | 0 | 0 | 0 | 0 | 0 | 0 | 0 | 0 | 0 | 0 | 0 | 0 | 0 | 0 | 0 | 0 | 0 | 0 | 0 | 0 | 0 | 0 | 0 | 0 | 0 | 0 | 0 | 0 | 0 | 0 | 0 | 0 | 0 | 0 | 0 | 0 | 0 | 0 | 0 | 0 | 0 | 0 | 0 | 0 | 0 | 0 | 0 | 0 | 0 | 0 | 0 | 0 | 0 | 0 | 0 | 0 | 0 | 0 | 0 | 0 | 0 | 0 | 0 | 0 | 0 | 0 | 0 | 0 | 0 | 0 | 0 | 0 | 0 | 0 | 0 | 0 | 0 | 0 | 0 | 0 | 0 | 0 | 0 | 0 | 0 | 0 | 0 | 0 | 0 | 0 | 0 | 0 | 0 | 0 | 0 | 0 | 0 | 0 | 0 | 0 | 0 | 0 | 0 | 0 | 0 | 0 | 0 | 0 | 0 | 0 | 0 | 0 | 0 | 0 | 0 | 0 | 0 | 0 | 0 | 0 | 0 | 0 | 0 | 0 | 0 | 0 | 0 | 0 | 0 | 0 | 0 | 0 | 0 | 0 | 0 | 0 | 0 | 0 | 0 | 0 | 0 | 0 | 0 | 0 | 0 | 0 | 0 | 0 | 0 | 0 | 0 | 0 | 0 | 0 | 0 | 0 | 0 | 0 | 0 | 0 | 0 | 0 | 0 | 0 | 0 | 0 | 0 | 0 | 0 | 0 | 0 | 0 | 0 | 0 | 0 | 0 | 0 | 0 | 0 | 0 | 0 | 0 | 0 | 0 | 0 | 0 | 0 | 0 | 0 | 0 | 0 | 0 | 0 | 0 | 0 | 0 | 0 | 0 | 0 | 0 | 0 | 0 | 0 | 0 | 0 | 0 | 0 | 0 | 0 | 0 | 0 | 0 | 0 | 0 | 0 | 0 | 0 | 0 | 0 | 0 | 0 | 0 | 0 | 0 | 0 | 0 | 0 | 0 | 0 | 0 | 0 | 0 | 0 | 0 | 0 | 0 | 0 | 0 | 0 | 0 | 0 | 0 | 0 | 0 | 0 | 0 | 0 | 0 | 0 | 0 | 0 | 0 | 0 | 0 | 0 | 0 | 0 | 0 | 0 | 0 | 0 | 0 | 0 | 0 | 0 | 0 | 0 | 0 | 0 | 0 | 0 | 0 | 0 | 0 | 0 | 0 | 0 | 0 | 0 | 0 | 0 | 0 | 0 | 0 | 0 | 0 | 0 | 0 | 0 | 0 | 0 | 0 | 0 | 0 | 0 | 0 | 0 | 0 | 0 | 0 | 0 | 0 | 0 | 0 | 0 | 0 | 0 | 0 | 0 | 0 | 0 | 0 | 0 | 0 | 0 | 0 | 0 | 0 | 0 | 0 | 0 | 0 | 0 | 0 | 0 | 0 | 0 | 0 | 0 | 0 | 0 | 0 | 0 | 0 | 0.0021277 | 0.0021277 |  |  | 6 | 0.090127 |  |  | 6 | 0.076764 |  | 0.013363
1: Anchor dragging | 0.058565 | 0.018532 | 0.013612 | 0.0027875 | 0.50875 | 0.60375 | 0.00050688 | 0.00099925 | 0.00050681 | 0.0075156 | 0.039206 | 0.00097994 | 0.00051366 | 0.037821 | 0.033101 | 0.0069695 | 0.0069695 | 0.013609 | 0.471 | 0 | 0.027316 | 0.022548 | 0.022548 | 0.019684 | 0.0098657 | 0.22307 | 0.0083998 | 0.0087745 | 0.010514 | 0.0076879 | 0.39419 | 0.39419 | 0.0050681 | 0.5075 | 0.50775 | 0.5075 | 0.50775 | 0.5075 | 0.015335 | 0.014842 | 0.0090606 | 0.060511 | 0.0069828 | 0.0069828 | 0.049815 | 0.054926 | 0.1339 | 0.11482 | 0.11463 | 0.00050681 | 0.0027775 | 0.50875 | 0.60375 | 0.00051025 | 0.5005 | 0.000505 | 0.54659 | 0.06789 | 0.00096562 | 0.0070628 | 0.0071085 | 0.0071085 | 0.0069695 | 0.0069695 | 0.50688 | 0.0069816 | 0 | 1 | 0.010598 | 0.010598 | 0.51 | 0.0050681 | 0.0060375 | 0.6165 | 0.644 | 0.77169 | 0.56425 | 0.0050688 | 0.0050688 | 0.37335 | 0.5075 | 0.0069816 | 0.5075 | 0.50775 | 0.0069781 | 0.0069816 | 0.0069781 | 0.665 | 0.012925 | 0.012925 | 0.012925 | 0.012925 | 0.010506 | 0.018767 | 0.076172 | 0.018532 | 0.00050681 | 0.40099 | 0.00050875 | 0.00060375 | 0.00051025 | 0.0005005 | 0.5005 | 0.0075156 | 0.076871 | 0.00096114 | 0.51366 | 0.00051698 | 0.010598 | 0.00050688 | 0.00050688 | 0.0069695 | 0.47045 | 0 | 0.020137 | 0.00051025 | 0.00051025 | 0.39148 | 0.0050681 | 0.47823 | 0.6165 | 0.644 | 0.77169 | 0.56425 | 0.505 | 0.505 | 0.505 | 0.5075 | 0.50775 | 0.5075 | 0.50775 | 0.5075 | 0.0069816 | 0.0069781 | 0.665 | 0.5125 | 0.5125 | 0.5125 | 0.5125 | 0.010506 | 0.5525 | 0.03132 | 0.11836 | 0.013117 | 0.0027875 | 0.0069317 | 0.0082261 | 0.038207 | 0.00098973 | 0.00050681 | 0.54659 | 0.00050681 | 0.00099925 | 0.00051366 | 0.033549 | 0.030794 | 0.0069781 | 0.26551 | 0.0069781 | 0.0069781 | 0 | 0.025452 | 0.12273 | 0.1225 | 0.019684 | 0.0098681 | 0.013686 | 0.0083998 | 0.0087745 | 0.010514 | 0.0076879 | 0.0050681 | 0.0050681 | 0.0050681 | 0.5075 | 0.50775 | 0.5075 | 0.50775 | 0.5075 | 0.01316 | 0.012794 | 0.0090606 | 0.024185 | 0.0069828 | 0.0069828 | 0.024185 | 0.024975 | 0.10038 | 0.03132 | 0.038604 | 0.013612 | 0.0027875 | 0.0069317 | 0.0082261 | 0.00050681 | 0.0022757 | 0.00050681 | 0.0074473 | 0.00050681 | 0.00099925 | 0.026983 | 0.04127 | 0.032897 | 0.013609 | 0.013609 | 0.033104 | 0.026433 | 0 | 0.027268 | 0.03139 | 0.031143 | 0.019684 | 0.0098657 | 0.013686 | 0.0083998 | 0.0087745 | 0.010514 | 0.0076879 | 0.0050681 | 0.0050681 | 0.0050681 | 0.0069147 | 0.0069181 | 0.0069147 | 0.0069181 | 0.0069147 | 0.015279 | 0.014789 | 0.0090606 | 0.069711 | 0.0069828 | 0.0069828 | 0.055082 | 0.024975 | 0.13907 | 0.02977 | 0.067856 | 0.013605 | 0.0054274 | 0.017244 | 0.20349 | 0.00098681 | 0.0039815 | 0.00098681 | 0.091434 | 0.00098681 | 0.00099901 | 0.027284 | 0.041619 | 0.032341 | 0.013385 | 0.013385 | 0.013562 | 0.013562 | 0 | 0.02727 | 0.055551 | 0.055091 | 0.019516 | 0.0098657 | 0.020883 | 0.22849 | 0.2824 | 0.53273 | 0.12605 | 0.0098681 | 0.0098681 | 0.0098681 | 0.028956 | 0.029703 | 0.028956 | 0.029703 | 0.028956 | 0.015281 | 0.014791 | 0.32357 |  | 0.024596 | 0.024596 | 0.066506 | 0.024963 | 0.14943 | 0.029771 | 0.067841 | 0.013605 | 0.0054261 | 0.017239 | 0.20339 | 0.00098657 | 0.0039804 | 0.00098657 | 0.091392 | 0.00098657 | 0.00099901 | 0.042091 | 0.041698 | 0.032341 | 0.013548 | 0.041648 | 0.013548 | 0.013548 | 0 | 0.027066 | 0.055539 | 0.055079 | 0.019516 | 0.0098657 | 0.020879 | 0.22838 | 0.28226 | 0.53247 | 0.12599 | 0.0098657 | 0.0098657 | 0.0098657 | 0.014789 | 0.015279 | 0.014789 | 0.015279 | 0.014789 | 0.015043 | 0.014567 | 0.32341 | 0.091555 | 0.024587 | 0.024587 | 0.066527 | 0.024963 | 0.14946 | 0.039034 | 0.017866 | 0.013605 | 0.0054261 | 0.033257 | 0.25924 | 0.00098654 | 0.00099901 | 0.00098657 | 0.091392 | 0.0020439 | 0.00099848 | 0.027271 | 0.041232 | 0.032905 | 0.013565 | 0.013565 | 0.027221 | 0.013548 | 0 | 0.027268 | 0.031056 | 0.031056 | 0.019516 | 0.0098657 | 0.027584 | 0.22838 | 0.28227 | 0.53247 | 0.12599 | 0.025475 | 0.025475 | 0.0098657 | 0.035779 | 0.043019 | 0.035779 | 0.036522 | 0.035779 | 0.015279 | 0.014789 | 0.32342 | 0.069506 | 0.024587 | 0.024587 | 0.055028 | 0.041365 | 0.13901 | 0.029771 | 0.067841 | 0.013605 | 0.0054261 | 0.017239 | 0.20339 | 0.00098657 | 0.0034716 | 0.00098657 | 0.091392 | 0.00098657 | 0.00099901 | 0.027271 | 0.034946 | 0.032341 | 0.063794 | 0.035999 | 0.040697 | 0.040697 | 0 | 0.027107 | 0.055539 | 0.055079 | 0.019516 | 0.0098657 | 0.020879 | 0.22838 | 0.28227 | 0.53247 | 0.12599 | 0.0098657 | 0.0098657 | 0.0098657 | 0.014789 | 0.015279 | 0.014789 | 0.015279 | 0.014789 | 0.015091 | 0.014612 | 0.32342 | 0.089371 | 0.024587 | 0.024587 | 0.064239 | 0.024963 | 0.14662 | 0.029771 | 0.067841 | 0.013605 | 0.0054261 | 0.017239 | 0.20339 | 0.00098657 | 0.0039804 | 0.00098657 | 0.091392 | 0.00098657 | 0.00099901 | 0.027271 | 0.041698 | 0.032341 | 0.013548 | 0.049029 | 0.013548 | 0.013548 | 0 | 0.027013 | 0.055539 | 0.055079 | 0.019516 | 0.0098657 | 0.020879 | 0.22838 | 0.28227 | 0.53247 | 0.12599 | 0.0098657 | 0.0098657 | 0.0098657 | 0.014789 | 0.015279 | 0.014789 | 0.015279 | 0.014789 | 0.014981 | 0.014509 | 0.32342 | 0.091555 | 0.024587 | 0.024587 | 0.066527 | 0.024963 | 0.14946 | 0.10227 | 0.059599 |  |  | 7 | 0.02652 |  |  | 7 | 0.055686 |  | -0.029166
1: Change in cable profile | 0.03132 | 0.038614 | 0.00050681 | 0.0027875 | 0.0069317 | 0.0082261 | 0.00050688 | 0.5005 | 0.00050681 | 0.0075156 | 0.00050681 | 0.00099925 | 0.00051366 | 0.51698 | 0.021873 | 0.50688 | 0.50688 | 0.48806 | 0.46824 | 0 | 0.023708 | 0.51025 | 0.51025 | 0.019684 | 0.0099294 | 0.013686 | 0.0083998 | 0.0087745 | 0.010514 | 0.0076879 | 0.0050681 | 0.0050681 | 0.0050681 | 0.5075 | 0.50775 | 0.5075 | 0.50775 | 0.5075 | 0.01113 | 0.010883 | 0.0090606 | 0.44068 | 0.0069828 | 0.0069828 | 0.36486 | 0.024975 | 0.44721 | 0.033846 | 0.34767 | 0.00050681 | 0.0027875 | 0.50875 | 0.015094 | 0.00051025 | 0.0005005 | 0.5005 | 0.54659 | 0.00050681 | 0.00099925 | 0.51366 | 0.010598 | 0.010598 | 0.0071085 | 0.50687 | 0.50687 | 0.50687 | 0 | 0.50687 | 1 | 0.01046 | 0.01025 | 0.0050681 | 0.0060375 | 0.0083998 | 0.0087745 | 0.010514 | 0.0076879 | 0.505 | 0.505 | 0.0050681 | 0.0077548 | 0.0080133 | 0.0077548 | 0.0080133 | 0.0077548 | 0.0069816 | 0.0069781 | 0.013633 | 0.010506 | 0.010506 | 0.010506 | 0.5125 | 0.010506 | 0.5525 | 0.065918 | 0.36991 | 0.00050681 | 0.40099 | 0.00050875 | 0.00060375 | 0.00051025 | 0.0005005 | 0.5005 | 0.54659 | 0.072908 | 0.00096312 | 0.51366 | 0.00051698 | 0.010598 | 0.00050688 | 0.00050688 | 0.0069695 | 0.47045 | 0 | 0.020137 | 0.00051025 | 0.00051025 | 0.39148 | 0.0050681 | 0.47823 | 0.6165 | 0.644 | 0.77169 | 0.56425 | 0.505 | 0.505 | 0.505 | 0.5075 | 0.50775 | 0.5075 | 0.50775 | 0.5075 | 0.0069816 | 0.0069781 | 0.665 | 0.5125 | 0.5125 | 0.5125 | 0.5125 | 0.010506 | 0.5525 | 0.03132 | 0.038604 | 0.013612 | 0.0027875 | 0.0069317 | 0.0082261 | 0.00050681 | 0.0022757 | 0.00050681 | 0.0074473 | 0.00050681 | 0.00099925 | 0.00051366 | 0.038113 | 0.032897 | 0.0070628 | 0.0070628 | 0.50547 | 0.50526 | 0 | 0.027315 | 0.03139 | 0.031143 | 0.019684 | 0.0098657 | 0.013686 | 0.0083998 | 0.0087745 | 0.010514 | 0.0076879 | 0.0050681 | 0.0050681 | 0.0050681 | 0.5075 | 0.50775 | 0.5075 | 0.50775 | 0.5075 | 0.015334 | 0.014841 | 0.0090606 | 0.068637 | 0.0069828 | 0.0069828 | 0.053984 | 0.024975 | 0.13771 | 0.03132 | 0.038604 | 0.013612 | 0.0027875 | 0.0069317 | 0.0082261 | 0.00050681 | 0.0022757 | 0.00050681 | 0.0074473 | 0.00050681 | 0.00099925 | 0.028077 | 0.034483 | 0.032897 | 0.032037 | 0.018784 | 0.026433 | 0.026433 | 0 | 0.027231 | 0.03139 | 0.031143 | 0.019684 | 0.0098657 | 0.013686 | 0.0083998 | 0.0087745 | 0.010514 | 0.0076879 | 0.0050681 | 0.0050681 | 0.0050681 | 0.0069147 | 0.0069181 | 0.0069147 | 0.0069181 | 0.0069147 | 0.015235 | 0.014748 | 0.0090606 | 0.067402 | 0.0069828 | 0.0069828 | 0.052723 | 0.024975 | 0.13614 | 0.029771 | 0.067841 | 0.013605 | 0.0054261 | 0.017239 | 0.20339 | 0.00098657 | 0.0039804 | 0.00098657 | 0.091392 | 0.00098657 | 0.00099901 | 0.027284 | 0.041619 | 0.032341 | 0.013385 | 0.013385 | 0.013548 | 0.013548 | 0 | 0.02727 | 0.055539 | 0.055079 | 0.019516 | 0.0098657 | 0.020879 | 0.22838 | 0.28226 | 0.53247 | 0.12599 | 0.0098657 | 0.0098657 | 0.0098657 | 0.029196 | 0.029942 | 0.029196 | 0.029942 | 0.029196 | 0.015281 | 0.014791 | 0.32341 | 0.09153 | 0.024587 | 0.024587 | 0.066501 | 0.024963 | 0.14943 | 0.029771 | 0.067841 | 0.013605 | 0.0054261 | 0.017239 | 0.20339 | 0.00098657 | 0.0034716 | 0.00098657 | 0.091392 | 0.00098657 | 0.00099901 | 0.028776 | 0.034946 | 0.032341 | 0.056333 | 0.028504 | 0.040697 | 0.040697 | 0 | 0.027161 | 0.055539 | 0.055079 | 0.019516 | 0.0098657 | 0.020879 | 0.22838 | 0.28226 | 0.53247 | 0.12599 | 0.0098657 | 0.0098657 | 0.0098657 | 0.014789 | 0.015279 | 0.014789 | 0.015279 | 0.014789 | 0.015154 | 0.014671 | 0.32341 | 0.089371 | 0.024587 | 0.024587 | 0.064239 | 0.024963 | 0.14662 | 0.029771 | 0.067841 | 0.013605 | 0.0054261 | 0.017239 | 0.20339 | 0.00098657 | 0.0039804 | 0.00098657 | 0.091392 | 0.00098657 | 0.00099901 | 0.027271 | 0.041619 | 0.032341 | 0.013385 | 0.013385 | 0.013548 | 0.013548 | 0 | 0.02727 | 0.055539 | 0.055079 | 0.019516 | 0.0098657 | 0.020879 | 0.22838 | 0.28227 | 0.53247 | 0.12599 | 0.0098657 | 0.0098657 | 0.0098657 | 0.029189 | 0.029936 | 0.029189 | 0.029936 | 0.029189 | 0.015281 | 0.014791 | 0.32342 | 0.09153 | 0.024587 | 0.024587 | 0.066501 | 0.024963 | 0.14943 | 0.029771 | 0.067841 | 0.013605 | 0.0054261 | 0.017239 | 0.20339 | 0.00098657 | 0.0034716 | 0.00098657 | 0.091392 | 0.00098657 | 0.00099901 | 0.028776 | 0.034946 | 0.032341 | 0.056333 | 0.028504 | 0.040697 | 0.040697 | 0 | 0.027161 | 0.055539 | 0.055079 | 0.019516 | 0.0098657 | 0.020879 | 0.22838 | 0.28227 | 0.53247 | 0.12599 | 0.0098657 | 0.0098657 | 0.0098657 | 0.014789 | 0.015279 | 0.014789 | 0.015279 | 0.014789 | 0.015154 | 0.014671 | 0.32342 | 0.089371 | 0.024587 | 0.024587 | 0.064239 | 0.024963 | 0.14662 | 0.029771 | 0.067841 | 0.013605 | 0.0054261 | 0.017239 | 0.20339 | 0.00098657 | 0.0039804 | 0.00098657 | 0.091392 | 0.00098657 | 0.00099901 | 0.027271 | 0.041619 | 0.032341 | 0.013385 | 0.013385 | 0.013548 | 0.013548 | 0 | 0.02727 | 0.055539 | 0.055079 | 0.019516 | 0.0098657 | 0.020879 | 0.22838 | 0.28227 | 0.53247 | 0.12599 | 0.0098657 | 0.0098657 | 0.0098657 | 0.029189 | 0.029936 | 0.029189 | 0.029936 | 0.029189 | 0.015281 | 0.014791 | 0.32342 | 0.09153 | 0.024587 | 0.024587 | 0.066501 | 0.024963 | 0.14943 | 0.10465 | 0.10847 |  |  | 8 | 0.063525 |  |  | 8 | 0.057494 |  | 0.006031
1: Excessive load on cable | 0.03132 | 0.50975 | 0.00050681 | 0.0027875 | 0.0069317 | 0.0082261 | 0.00050681 | 0.5005 | 0.00050681 | 0.0074473 | 0.00050681 | 0.00099925 | 0.00051366 | 0.51698 | 0.021873 | 0.0070628 | 0.0070628 | 0.46928 | 0.46824 | 0 | 0.027315 | 0.51025 | 0.51025 | 0.019684 | 0.0099294 | 0.47823 | 0.0083998 | 0.0087745 | 0.010514 | 0.0076879 | 0.0050681 | 0.0050681 | 0.0050681 | 0.5075 | 0.50775 | 0.5075 | 0.50775 | 0.5075 | 0.015334 | 0.014841 | 0.0090606 | 0.44068 | 0.0069828 | 0.0069828 | 0.36486 | 0.024975 | 0.44721 | 0.033846 | 0.50975 | 0.00050681 | 0.0027875 | 0.00050875 | 0.60375 | 0.00051025 | 0.0005005 | 0.5005 | 0.54659 | 0.00050681 | 0.00099925 | 0.00051366 | 0.00051698 | 0.010598 | 0.00050688 | 0.00050688 | 0.0069695 | 0.47045 | 0 | 0.020137 | 0.51025 | 1 | 0.51 | 0.0050681 | 0.47823 | 0.0083998 | 0.0087745 | 0.010514 | 0.0076879 | 0.505 | 0.505 | 0.0050681 | 0.5075 | 0.50775 | 0.5075 | 0.50775 | 0.5075 | 0.0069816 | 0.0069781 | 0.013633 | 0.010506 | 0.010506 | 0.010506 | 0.010506 | 0.010506 | 0.011326 | 0.065918 | 0.50975 | 0.00050681 | 0.40099 | 0.00050875 | 0.00060375 | 0.00051025 | 0.0005005 | 0.5005 | 0.54659 | 0.072908 | 0.00096312 | 0.51366 | 0.00051698 | 0.010598 | 0.00050688 | 0.00050688 | 0.0069695 | 0.47045 | 0 | 0.020137 | 0.00051025 | 0.00051025 | 0.39148 | 0.0050681 | 0.47823 | 0.6165 | 0.644 | 0.77169 | 0.56425 | 0.505 | 0.505 | 0.505 | 0.5075 | 0.50775 | 0.5075 | 0.50775 | 0.5075 | 0.0069816 | 0.0069781 | 0.665 | 0.5125 | 0.5125 | 0.5125 | 0.5125 | 0.010506 | 0.5525 | 0.03132 | 0.50975 | 0.00050681 | 0.0027875 | 0.0069317 | 0.0082261 | 0.00050681 | 0.5005 | 0.00050681 | 0.0074473 | 0.00050681 | 0.00099925 | 0.00051366 | 0.51698 | 0.021873 | 0.0070628 | 0.0070628 | 0.46928 | 0.46824 | 0 | 0.027315 | 0.51025 | 0.51025 | 0.019684 | 0.0099294 | 0.47823 | 0.0083998 | 0.0087745 | 0.010514 | 0.0076879 | 0.0050681 | 0.0050681 | 0.0050681 | 0.5075 | 0.50775 | 0.5075 | 0.50775 | 0.5075 | 0.015334 | 0.014841 | 0.0090606 | 0.44068 | 0.0069828 | 0.0069828 | 0.36486 | 0.024975 | 0.44721 | 0.03132 | 0.038604 | 0.013612 | 0.0027875 | 0.0069317 | 0.0082261 | 0.00050681 | 0.0022757 | 0.00050681 | 0.0074473 | 0.00050681 | 0.00099925 | 0.51366 | 0.034483 | 0.032897 | 0.032037 | 0.018784 | 0.026433 | 0.026433 | 0 | 0.027231 | 0.03139 | 0.031143 | 0.019684 | 0.0098657 | 0.013686 | 0.0083998 | 0.0087745 | 0.010514 | 0.0076879 | 0.0050681 | 0.0050681 | 0.0050681 | 0.0069147 | 0.0069181 | 0.0069147 | 0.0069181 | 0.0069147 | 0.015235 | 0.014748 | 0.0090606 | 0.067402 | 0.0069828 | 0.0069828 | 0.052723 | 0.024975 | 0.13614 | 0.02975 | 0.068236 | 0.013605 | 0.0054612 | 0.017375 | 0.20599 | 0.00099294 | 0.0039963 | 0.00099294 | 0.092507 | 0.00099294 | 0.000999 | 0.027284 | 0.041625 | 0.032334 | 0.013385 | 0.013385 | 0.013548 | 0.013548 | 0 | 0.02727 | 0.055862 | 0.055399 | 0.019514 | 0.0098657 | 0.020978 | 0.2313 | 0.2859 | 0.5394 | 0.12756 | 0.0099294 | 0.0099294 | 0.0099294 | 0.022841 | 0.023594 | 0.022841 | 0.023594 | 0.022841 | 0.015281 | 0.014791 | 0.32759 | 0.091818 | 0.024821 | 0.024821 | 0.066654 | 0.024963 | 0.14957 | 0.029771 | 0.067841 | 0.013605 | 0.0054261 | 0.017239 | 0.20339 | 0.00098657 | 0.0034716 | 0.00098657 | 0.091392 | 0.00098657 | 0.00099901 | 0.028779 | 0.034946 | 0.032341 | 0.056333 | 0.028504 | 0.040697 | 0.040697 | 0 | 0.027161 | 0.055539 | 0.055079 | 0.019516 | 0.0098657 | 0.020879 | 0.22838 | 0.28226 | 0.53247 | 0.12599 | 0.0098657 | 0.0098657 | 0.0098657 | 0.014789 | 0.015279 | 0.014789 | 0.015279 | 0.014789 | 0.015154 | 0.014671 | 0.32341 | 0.089371 | 0.024587 | 0.024587 | 0.064239 | 0.024963 | 0.14662 | 0.029771 | 0.067841 | 0.013605 | 0.0054261 | 0.017239 | 0.20339 | 0.00098657 | 0.0039804 | 0.00098657 | 0.091392 | 0.00098657 | 0.00099901 | 0.027271 | 0.041619 | 0.032341 | 0.013385 | 0.013385 | 0.013548 | 0.013548 | 0 | 0.02727 | 0.055539 | 0.055079 | 0.019516 | 0.0098657 | 0.020879 | 0.22838 | 0.28227 | 0.53247 | 0.12599 | 0.0098657 | 0.0098657 | 0.0098657 | 0.029189 | 0.029936 | 0.029189 | 0.029936 | 0.029189 | 0.015281 | 0.014791 | 0.32342 | 0.09153 | 0.024587 | 0.024587 | 0.066501 | 0.024963 | 0.14943 | 0.029771 | 0.067841 | 0.013605 | 0.0054261 | 0.017239 | 0.20339 | 0.00098657 | 0.0034716 | 0.00098657 | 0.091392 | 0.00098657 | 0.00099901 | 0.028776 | 0.034946 | 0.032341 | 0.056333 | 0.028504 | 0.040697 | 0.040697 | 0 | 0.027161 | 0.055539 | 0.055079 | 0.019516 | 0.0098657 | 0.020879 | 0.22838 | 0.28227 | 0.53247 | 0.12599 | 0.0098657 | 0.0098657 | 0.0098657 | 0.014789 | 0.015279 | 0.014789 | 0.015279 | 0.014789 | 0.015154 | 0.014671 | 0.32342 | 0.089371 | 0.024587 | 0.024587 | 0.064239 | 0.024963 | 0.14662 | 0.029771 | 0.067841 | 0.013605 | 0.0054261 | 0.017239 | 0.20339 | 0.00098657 | 0.0039804 | 0.00098657 | 0.091392 | 0.00098657 | 0.00099901 | 0.027271 | 0.041619 | 0.032341 | 0.013385 | 0.013385 | 0.013548 | 0.013548 | 0 | 0.02727 | 0.055539 | 0.055079 | 0.019516 | 0.0098657 | 0.020879 | 0.22838 | 0.28227 | 0.53247 | 0.12599 | 0.0098657 | 0.0098657 | 0.0098657 | 0.029189 | 0.029936 | 0.029189 | 0.029936 | 0.029189 | 0.015281 | 0.014791 | 0.32342 | 0.09153 | 0.024587 | 0.024587 | 0.066501 | 0.024963 | 0.14943 | 0.11619 | 0.10819 |  |  | 9 | 0.056949 |  |  | 9 | 0.056961 |  | -1.2289e-05
1: Array cable: Loss of connectivity | 0.02975 | 0.054819 | 0.013612 | 0.0054612 | 0.017375 | 0.20599 | 0.00050688 | 0.0032457 | 0.00099294 | 0.0075156 | 0.00099294 | 0.000999 | 0.00051366 | 0.27928 | 0.032573 | 0.50687 | 0.50687 | 0.27782 | 0.042213 | 0 | 0.023708 | 0.045464 | 0.044996 | 0.019514 | 0.0098657 | 0.020978 | 0.2313 | 0.2859 | 0.5394 | 0.12756 | 0.0099294 | 0.0099294 | 0.0099294 | 0.015651 | 0.016164 | 0.015651 | 0.016164 | 0.015651 | 0.01113 | 0.010883 | 0.32759 |  | 0.024821 | 0.024821 |  | 0.024963 |  | 0.50975 | 0.010659 | 0.00050681 | 0.0027775 | 0.008925 | 0.012075 | 0.00051025 | 0.09951 | 0.000505 | 0.0095654 | 0.00054659 | 0.0005005 | 0.51366 | 0.51698 | 0.010598 | 0.0075156 | 0.0075156 | 0.0069695 | 0.50687 | 0 | 0.50687 | 0.011205 | 0.011205 | 1 | 0.0099294 | 0.47823 | 0.6165 | 0.644 | 0.77169 | 0.56425 | 0.0054659 | 0.0054659 | 0.000505 | 0.5075 | 0.50775 | 0.5075 | 0.50775 | 0.5075 | 0.0069816 | 0.0069781 | 0.665 | 0.5125 | 0.5125 | 0.5125 | 0.010506 | 0.5125 | 0.011326 | 0.034606 | 0.14052 | 0.00050681 | 0.0057603 | 0.00050875 | 0.00060375 | 0.00051025 | 0.0005005 | 0.0012976 | 0.54659 | 0.0010473 | 0.00099898 | 0.51366 | 0.00051698 | 0.033608 | 0.00050688 | 0.00050688 | 0.013652 | 0.25784 | 0 | 0.027362 | 0.00051025 | 0.00051025 | 0.062625 | 0.0099294 | 0.011535 | 0.23581 | 0.29135 | 0.54924 | 0.13027 | 0.010695 | 0.010695 | 0.010473 | 0.15851 | 0.16502 | 0.15851 | 0.16377 | 0.15851 | 0.015389 | 0.014893 | 0.34198 | 0.026393 | 0.027023 | 0.027023 | 0.026007 | 0.024736 | 0.10787 | 0.02975 | 0.13992 | 0.013128 | 0.0054612 | 0.017375 | 0.20599 | 0.03736 | 0.00050688 | 0.00099294 | 0.54659 | 0.00099294 | 0.000999 | 0.00051366 | 0.0071085 | 0.03066 | 0.0069781 | 0.50687 | 0.0069781 | 0.0069781 | 0 | 0.023708 | 0.12858 | 0.12817 | 0.019514 | 0.009868 | 0.020978 | 0.2313 | 0.2859 | 0.5394 | 0.12756 | 0.0099294 | 0.0099294 | 0.0099294 | 0.015651 | 0.50775 | 0.015651 | 0.016164 | 0.5075 | 0.01113 | 0.010883 | 0.32759 | 0.024493 | 0.024821 | 0.024821 | 0.024493 | 0.024963 | 0.10262 | 0.02975 | 0.068149 | 0.013605 | 0.0054612 | 0.017375 | 0.20599 | 0.00098973 | 0.0034859 | 0.00099294 | 0.091951 | 0.00099294 | 0.000999 | 0.026983 | 0.041736 | 0.032335 | 0.013609 | 0.013609 | 0.047381 | 0.040884 | 0 | 0.027268 | 0.055794 | 0.055331 | 0.019514 | 0.0098657 | 0.020978 | 0.2313 | 0.2859 | 0.5394 | 0.12756 | 0.0099294 | 0.0099294 | 0.0099294 | 0.014894 | 0.01539 | 0.014894 | 0.01539 | 0.014894 | 0.015279 | 0.014789 | 0.32759 | 0.091793 | 0.024821 | 0.024821 | 0.066659 | 0.024963 | 0.14958 | 0.02977 | 0.067855 | 0.013605 | 0.0054274 | 0.017244 | 0.20349 | 0.0009868 | 0.0039831 | 0.0009868 | 0.091433 | 0.0009868 | 0.00099901 | 0.027271 | 0.047526 | 0.032341 | 0.025636 | 0.013385 | 0.013574 | 0.013574 | 0 | 0.02727 | 0.055551 | 0.055091 | 0.019516 | 0.0098657 | 0.020883 | 0.22848 | 0.2824 | 0.53273 | 0.12605 | 0.009868 | 0.009868 | 0.009868 | 0.028958 | 0.029705 | 0.028958 | 0.029705 | 0.028958 | 0.015281 | 0.014791 | 0.32357 | 0.093451 | 0.024595 | 0.024595 | 0.068508 | 0.024963 | 0.15192 | 0.029771 | 0.067841 | 0.013605 | 0.0054261 | 0.017239 | 0.20339 | 0.00098657 | 0.0039804 | 0.00098657 | 0.091392 | 0.00098657 | 0.00099901 | 0.048125 | 0.041698 | 0.032341 | 0.013548 | 0.048071 | 0.013548 | 0.013548 | 0 | 0.02702 | 0.055539 | 0.055079 | 0.019516 | 0.0098657 | 0.020879 | 0.22838 | 0.28227 | 0.53247 | 0.12599 | 0.0098657 | 0.0098657 | 0.0098657 | 0.014789 | 0.015279 | 0.014789 | 0.015279 | 0.014789 | 0.014989 | 0.014516 | 0.32342 | 0.091555 | 0.024587 | 0.024587 | 0.066527 | 0.024963 | 0.14946 | 0.039034 | 0.017866 | 0.013605 | 0.0054261 | 0.033257 | 0.25924 | 0.00098654 | 0.00099901 | 0.00098657 | 0.091392 | 0.0020439 | 0.00099848 | 0.027271 | 0.041232 | 0.032905 | 0.013565 | 0.013565 | 0.027221 | 0.013548 | 0 | 0.027268 | 0.031056 | 0.031056 | 0.019516 | 0.0098657 | 0.027584 | 0.22838 | 0.28227 | 0.53247 | 0.12599 | 0.025475 | 0.025475 | 0.0098657 | 0.035779 | 0.043019 | 0.035779 | 0.036522 | 0.035779 | 0.015279 | 0.014789 | 0.32342 | 0.069506 | 0.024587 | 0.024587 | 0.055028 | 0.041365 | 0.13901 | 0.029771 | 0.067841 | 0.013605 | 0.0054261 | 0.017239 | 0.20339 | 0.00098657 | 0.0034716 | 0.00098657 | 0.091392 | 0.00098657 | 0.00099901 | 0.027271 | 0.034946 | 0.032341 | 0.070417 | 0.035999 | 0.047258 | 0.047258 | 0 | 0.027107 | 0.055539 | 0.055079 | 0.019516 | 0.0098657 | 0.020879 | 0.22838 | 0.28227 | 0.53247 | 0.12599 | 0.0098657 | 0.0098657 | 0.0098657 | 0.014789 | 0.015279 | 0.014789 | 0.015279 | 0.014789 | 0.015091 | 0.014612 | 0.32342 | 0.089371 | 0.024587 | 0.024587 | 0.064239 | 0.024963 | 0.14662 | 0.029771 | 0.067841 | 0.013605 | 0.0054261 | 0.017239 | 0.20339 | 0.00098657 | 0.0039804 | 0.00098657 | 0.091392 | 0.00098657 | 0.00099901 | 0.027271 | 0.041698 | 0.032341 | 0.013548 | 0.070768 | 0.013548 | 0.013548 | 0 |  | 0.055539 | 0.055079 | 0.019516 | 0.0098657 | 0.020879 | 0.22838 | 0.28227 | 0.53247 | 0.12599 | 0.0098657 | 0.0098657 | 0.0098657 | 0.014789 | 0.015279 | 0.014789 | 0.015279 | 0.014789 | 0.014798 | 0.014336 | 0.32342 | 0.091555 | 0.024587 | 0.024587 | 0.066527 | 0.024963 | 0.14946 | 0.09083 | 0.085585 |  | 5 | 0 | 0.056813 |  | 5 | 0 | 0.056961 |  | -0.00014758
1: Substation/grid interruption | 0.02975 | 0.054819 | 0.013612 | 0.0054612 | 0.017375 | 0.20599 | 0.00050688 | 0.0032457 | 0.00099294 | 0.0075156 | 0.00099294 | 0.000999 | 0.00051366 |  | 0.010598 | 0.50687 | 0.50687 | 0.27782 | 0.042213 | 0 |  |  |  | 0.019514 | 0.0098657 | 0.020978 | 0.2313 | 0.2859 | 0.5394 | 0.12756 | 0.0099294 | 0.0099294 | 0.0099294 | 0.015651 | 0.016164 | 0.015651 | 0.016164 | 0.015651 | 0.01113 | 0.010883 | 0.32759 | 0.48141 | 0.024821 | 0.024821 | 0.4484 | 0.024963 | 0.5525 | 0.0050975 | 0.0099401 | 0.00050681 | 0.037463 | 0.0050875 | 0.0060375 | 0.00051025 | 0.09951 | 0.000505 | 0.0095654 | 0.00054659 | 0.0005005 | 0.51366 | 0.51698 | 0.010598 | 0.0075156 | 0.0075156 | 0.0069695 | 0.50687 | 0 | 0.50687 | 0.011205 | 0.011205 | 0.51 | 1 | 0.00505 | 0.012022 | 0.012558 | 0.015048 | 0.011003 | 0.47411 | 0.0054659 | 0.505 | 0.5075 | 0.50775 | 0.5075 | 0.50775 | 0.5075 | 0.0069816 | 0.0069781 | 0.665 | 0.5125 | 0.5125 | 0.5125 | 0.010506 | 0.5125 | 0.011326 | 0.034606 | 0.14135 | 0.00050681 | 0.0057603 | 0.00050875 | 0.00060375 | 0.00051025 | 0.0005005 | 0.0012976 | 0.54659 | 0.0010473 | 0.00099898 | 0.51366 | 0.00051698 | 0.033608 | 0.00050688 | 0.00050688 | 0.013652 | 0.25784 | 0 | 0.027362 | 0.00051025 | 0.00051025 | 0.062625 | 0.0099294 | 0.011535 | 0.23581 | 0.29135 | 0.54924 | 0.13027 | 0.010695 | 0.010695 | 0.010473 | 0.15851 | 0.16502 | 0.15851 | 0.16377 | 0.15851 | 0.015389 | 0.014893 | 0.34198 | 0.026393 | 0.027023 | 0.027023 | 0.026007 | 0.024736 | 0.10787 | 0.02975 | 0.069491 | 0.013598 | 0.0054612 | 0.017375 | 0.20599 | 0.0015143 | 0.00098973 | 0.00099294 | 0.10045 | 0.00099294 | 0.000999 | 0.00051366 | 0.0071085 | 0.032235 | 0.0069781 | 0.50688 | 0.0069781 | 0.0069781 | 0 | 0.023708 | 0.060141 | 0.059681 | 0.019514 | 0.0098657 | 0.020978 | 0.2313 | 0.2859 | 0.5394 | 0.12756 | 0.0099294 | 0.0099294 | 0.0099294 | 0.015651 | 0.50775 | 0.015651 | 0.016164 | 0.5075 | 0.01113 | 0.010883 | 0.32759 | 0.024493 | 0.024821 | 0.024821 | 0.024493 | 0.024963 | 0.10262 | 0.02975 | 0.068149 | 0.013605 | 0.0054612 | 0.017375 | 0.20599 | 0.00098973 | 0.0034859 | 0.00099294 | 0.091951 | 0.00099294 | 0.000999 | 0.026983 | 0.041736 | 0.032335 | 0.013609 | 0.013609 | 0.047381 | 0.040884 | 0 | 0.027268 | 0.055794 | 0.055331 | 0.019514 | 0.0098657 | 0.020978 | 0.2313 | 0.2859 | 0.5394 | 0.12756 | 0.0099294 | 0.0099294 | 0.0099294 | 0.014894 | 0.01539 | 0.014894 | 0.01539 | 0.014894 | 0.015279 | 0.014789 | 0.32759 | 0.091793 | 0.024821 | 0.024821 | 0.066659 | 0.024963 | 0.14958 | 0.029771 | 0.067841 | 0.013605 | 0.0054262 | 0.017239 | 0.2034 | 0.00098657 | 0.0039825 | 0.00098657 | 0.091393 | 0.00098657 | 0.00099901 | 0.027271 | 0.047526 | 0.032341 | 0.025636 | 0.013385 | 0.013574 | 0.013574 | 0 | 0.02727 | 0.055539 | 0.055079 | 0.019516 | 0.0098657 | 0.020879 | 0.22838 | 0.28227 | 0.53248 | 0.12599 | 0.0098657 | 0.0098657 | 0.0098657 | 0.029186 | 0.029932 | 0.029186 | 0.029932 | 0.029186 | 0.015281 | 0.014791 | 0.32342 | 0.093441 | 0.024587 | 0.024587 | 0.068503 | 0.024963 | 0.15191 | 0.029771 | 0.067841 | 0.013605 | 0.0054261 | 0.017239 | 0.20339 | 0.00098657 | 0.0039804 | 0.00098657 | 0.091392 | 0.00098657 | 0.00099901 | 0.048125 | 0.041698 | 0.032341 | 0.013548 | 0.048071 | 0.013548 | 0.013548 | 0 | 0.02702 | 0.055539 | 0.055079 | 0.019516 | 0.0098657 | 0.020879 | 0.22838 | 0.28227 | 0.53247 | 0.12599 | 0.0098657 | 0.0098657 | 0.0098657 | 0.014789 | 0.015279 | 0.014789 | 0.015279 | 0.014789 | 0.014989 | 0.014516 | 0.32342 | 0.091555 | 0.024587 | 0.024587 | 0.066527 | 0.024963 | 0.14946 | 0.039034 | 0.017866 | 0.013605 | 0.0054261 | 0.033257 | 0.25924 | 0.00098654 | 0.00099901 | 0.00098657 | 0.091392 | 0.0020439 | 0.00099848 | 0.027271 | 0.041232 | 0.032905 | 0.013565 | 0.013565 | 0.027221 | 0.013548 | 0 | 0.027268 | 0.031056 | 0.031056 | 0.019516 | 0.0098657 | 0.027584 | 0.22838 | 0.28227 | 0.53247 | 0.12599 | 0.025475 | 0.025475 | 0.0098657 | 0.035779 | 0.043019 | 0.035779 | 0.036522 | 0.035779 | 0.015279 | 0.014789 | 0.32342 | 0.069506 | 0.024587 | 0.024587 | 0.055028 | 0.041365 | 0.13901 | 0.029771 | 0.067841 | 0.013605 | 0.0054261 | 0.017239 | 0.20339 | 0.00098657 | 0.0034716 | 0.00098657 | 0.091392 | 0.00098657 | 0.00099901 | 0.027271 | 0.034946 | 0.032341 | 0.070417 | 0.035999 | 0.047258 | 0.047258 | 0 | 0.027107 | 0.055539 | 0.055079 | 0.019516 | 0.0098657 | 0.020879 | 0.22838 | 0.28227 | 0.53247 | 0.12599 | 0.0098657 | 0.0098657 | 0.0098657 | 0.014789 | 0.015279 | 0.014789 | 0.015279 | 0.014789 | 0.015091 | 0.014612 | 0.32342 | 0.089371 | 0.024587 | 0.024587 | 0.064239 | 0.024963 | 0.14662 | 0.029771 | 0.067841 | 0.013605 | 0.0054261 | 0.017239 | 0.20339 | 0.00098657 | 0.0039804 | 0.00098657 | 0.091392 | 0.00098657 | 0.00099901 | 0.027271 | 0.041698 | 0.032341 | 0.013548 | 0.070768 | 0.013548 | 0.013548 | 0 |  | 0.055539 | 0.055079 | 0.019516 | 0.0098657 | 0.020879 | 0.22838 | 0.28227 | 0.53247 | 0.12599 | 0.0098657 | 0.0098657 | 0.0098657 | 0.014789 | 0.015279 | 0.014789 | 0.015279 | 0.014789 | 0.014798 | 0.014336 | 0.32342 | 0.091555 | 0.024587 | 0.024587 | 0.066527 | 0.024963 | 0.14946 | 0.087487 | 0.010903 |  |  | 1 | 0.057518 |  |  | 1 | 0.057289 |  | 0.00022892
1: Reduced AEP | 0 | 0 | 0 | 0 | 0 | 0 | 0 | 0 | 0 | 0 | 0 | 0 | 0 | 0 | 0 | 0 | 0 | 0 | 0 | 0 | 0 | 0 | 0 | 0 | 0 | 0 | 0 | 0 | 0 | 0 | 0 | 0 | 0 | 0 | 0 | 0 | 0 | 0 | 0 | 0 | 0 | 0 | 0 | 0 | 0 | 0 | 0 | 0 | 0 | 0 | 0 | 0 | 0 | 0 | 0 | 0 | 0 | 0 | 0 | 0 | 0 | 0 | 0 | 0 | 0 | 0 | 0 | 0 | 0 | 0 | 0 | 0 | 1 | 0 | 0 | 0 | 0 | 0 | 0 | 0 | 0 | 0 | 0 | 0 | 0 | 0 | 0 | 0 | 0 | 0 | 0 | 0 | 0 | 0 | 0 | 0 | 0 | 0 | 0 | 0 | 0 | 0 | 0 | 0 | 0 | 0 | 0 | 0 | 0 | 0 | 0 | 0 | 0 | 0 | 0 | 0 | 0 | 0 | 0 | 0 | 0 | 0 | 0 | 0 | 0 | 0 | 0 | 0 | 0 | 0 | 0 | 0 | 0 | 0 | 0 | 0 | 0 | 0 | 0 | 0 | 0 | 0 | 0 | 0 | 0 | 0 | 0 | 0 | 0 | 0 | 0 | 0 | 0 | 0 | 0 | 0 | 0 | 0 | 0 | 0 | 0 | 0 | 0 | 0 | 0 | 0 | 0 | 0 | 0 | 0 | 0 | 0 | 0 | 0 | 0 | 0 | 0 | 0 | 0 | 0 | 0 | 0 | 0 | 0 | 0 | 0 | 0 | 0 | 0 | 0 | 0 | 0 | 0 | 0 | 0 | 0 | 0 | 0 | 0 | 0 | 0 | 0 | 0 | 0 | 0 | 0 | 0 | 0 | 0 | 0 | 0 | 0 | 0 | 0 | 0 | 0 | 0 | 0 | 0 | 0 | 0 | 0 | 0 | 0 | 0 | 0 | 0 | 0 | 0 | 0 | 0 | 0 | 0 | 0 | 0 | 0 | 0 | 0 | 0 | 0 | 0 | 0 | 0 | 0 | 0 | 0 | 0 | 0 | 0 | 0 | 0 | 0 | 0 | 0 | 0 | 0 | 0 | 0 | 0 | 0 | 0 | 0 | 0 | 0 | 0 | 0 | 0 | 0 | 0 | 0 | 0 | 0 | 0 | 0 | 0 | 0 | 0 | 0 | 0 | 0 | 0 | 0 | 0 | 0 | 0 | 0 | 0 | 0 | 0 | 0 | 0 | 0 | 0 | 0 | 0 | 0 | 0 | 0 | 0 | 0 | 0 | 0 | 0 | 0 | 0 | 0 | 0 | 0 | 0 | 0 | 0 | 0 | 0 | 0 | 0 | 0 | 0 | 0 | 0 | 0 | 0 | 0 | 0 | 0 | 0 | 0 | 0 | 0 | 0 | 0 | 0 | 0 | 0 | 0 | 0 | 0 | 0 | 0 | 0 | 0 | 0 | 0 | 0 | 0 | 0 | 0 | 0 | 0 | 0 | 0 | 0 | 0 | 0 | 0 | 0 | 0 | 0 | 0 | 0 | 0 | 0 | 0 | 0 | 0 | 0 | 0 | 0 | 0 | 0 | 0 | 0 | 0 | 0 | 0 | 0 | 0 | 0 | 0 | 0 | 0 | 0 | 0 | 0 | 0 | 0 | 0 | 0 | 0 | 0 | 0 | 0 | 0 | 0 | 0 | 0 | 0 | 0 | 0 | 0 | 0 | 0 | 0 | 0 | 0 | 0 | 0 | 0 | 0 | 0 | 0 | 0 | 0 | 0 | 0 | 0 | 0 | 0 | 0 | 0 | 0 | 0 | 0 | 0 | 0 | 0 | 0 | 0 | 0 | 0 | 0 | 0 | 0 | 0 | 0 | 0 | 0 | 0 | 0 | 0 | 0 | 0 | 0 | 0 | 0 | 0 | 0 | 0 | 0 | 0 | 0 | 0 | 0 | 0 | 0 | 0 | 0 | 0 | 0 | 0 | 0 | 0 | 0 | 0 | 0 | 0 | 0 | 0 | 0 | 0 | 0 | 0.0021277 | 0.094203 |  |  | 2 | 0.055686 |  |  | 2 | 0.051109 |  | 0.0045774
1: RNA structural | 0.025187 | 0.010659 | 0.00050681 | 0.14466 | 0.50875 | 0.60375 | 0.00050688 | 0.0005005 | 0.02655 | 0.0075156 | 0.00054659 | 0.00099923 | 0.0070628 | 0.51698 | 0.021873 | 0.0069695 | 0.0069695 | 0.0069695 | 0.47045 | 0 | 0.020137 | 0.51025 | 0.51025 |  | 0.0099294 | 0.22307 | 0.24129 | 0.2968 | 0.55457 | 0.13581 | 0.505 | 0.505 | 0.010746 | 0.5075 | 0.50775 | 0.5075 | 0.50775 | 0.5075 | 0.0069816 | 0.0069781 | 0.62755 | 0.44068 | 0.44131 | 0.44131 | 0.36486 | 0.27401 | 0.44721 | 0.0099401 | 0.012022 | 0.00050681 | 0.0033908 | 0.010789 | 0.12792 | 0.1411 | 0.19656 | 0.09951 | 0.0095654 | 0.00054659 | 0.0005005 | 0.51366 | 0.51698 | 0.010598 | 0.50687 | 0.50688 | 0.50687 | 0.50687 | 0 | 0.50687 | 0.51025 | 0.51025 | 0.01025 | 0.0099294 | 0.47823 | 1 | 0.644 | 0.77169 | 0.56425 | 0.505 | 0.0027775 | 0.0027775 | 0.0027912 | 0.0027926 | 0.0027912 | 0.0027926 | 0.0027912 | 0.0069816 | 0.0069781 | 0.0036575 | 0.5125 | 0.0028187 | 0.0028187 | 0.010506 | 0.5125 | 0.011326 | 0.025187 | 0.010659 | 0.00050681 | 0.14466 | 0.50875 | 0.60375 | 0.00050688 | 0.0005005 | 0.02655 | 0.0075156 | 0.00054659 | 0.00099923 | 0.0070628 | 0.51698 | 0.021873 | 0.0069695 | 0.0069695 | 0.0069695 | 0.47045 | 0 | 0.020137 | 0.51025 | 0.51025 |  | 0.0099294 | 0.22307 | 0.24129 | 0.2968 | 0.55457 | 0.13581 | 0.505 | 0.505 | 0.010746 | 0.5075 | 0.50775 | 0.5075 | 0.50775 | 0.5075 | 0.0069816 | 0.0069781 | 0.62755 | 0.44068 | 0.44131 | 0.44131 | 0.36486 | 0.27401 | 0.44721 | 0.02975 |  | 0.013598 | 0.0054612 | 0.017375 | 0.20599 | 0.001539 | 0.00098973 | 0.00099294 | 0.101 | 0.00099294 | 0.000999 | 0.00051366 | 0.033549 | 0.010598 | 0.0069781 | 0.021021 | 0.0069781 | 0.0069781 | 0 | 0.027215 |  | 0.069491 | 0.019514 | 0.0098657 | 0.020978 | 0.2313 | 0.2859 | 0.5394 | 0.12756 | 0.0099294 | 0.0099294 | 0.0099294 | 0.015651 | 0.019651 | 0.015651 | 0.016164 | 0.019137 | 0.015217 | 0.01473 | 0.32759 | 0.024185 | 0.024821 | 0.024821 | 0.024185 | 0.024963 | 0.10038 | 0.02975 | 0.068236 | 0.013605 | 0.0054612 | 0.017375 | 0.20599 | 0.00099294 | 0.0039982 | 0.00099294 | 0.092507 | 0.00099294 | 0.000999 | 0.026983 | 0.041729 | 0.032334 | 0.0136 | 0.013609 | 0.0136 | 0.0136 | 0 | 0.027268 | 0.055862 | 0.055399 | 0.019514 | 0.0098657 | 0.020978 | 0.2313 | 0.2859 | 0.5394 | 0.12756 | 0.0099294 | 0.0099294 | 0.0099294 | 0.014894 | 0.01539 | 0.014894 | 0.01539 | 0.014894 | 0.015279 | 0.014789 | 0.32759 | 0.091852 | 0.024821 | 0.024821 | 0.066689 | 0.024963 | 0.14961 | 0.039034 | 0.017866 | 0.013605 | 0.0054262 | 0.033253 | 0.25923 | 0.00098651 | 0.00099901 | 0.00098657 | 0.091388 | 0.0020436 | 0.00099848 | 0.027271 | 0.041232 | 0.032905 | 0.013565 | 0.013565 | 0.027194 | 0.013549 | 0 | 0.027268 | 0.031056 | 0.031056 | 0.019516 | 0.0098657 | 0.027582 | 0.22838 | 0.28227 | 0.53248 | 0.12599 | 0.025472 | 0.025472 | 0.0098657 | 0.035776 | 0.043015 | 0.035776 | 0.036519 | 0.035776 | 0.015279 | 0.014789 | 0.32342 | 0.069505 | 0.024587 | 0.024587 | 0.055027 | 0.041364 | 0.13901 | 0.029771 | 0.067841 | 0.013605 | 0.0054261 | 0.017239 | 0.20339 | 0.00098657 | 0.0039804 | 0.00098657 | 0.091392 | 0.00098657 | 0.00099901 | 0.027271 | 0.041698 | 0.032341 | 0.013548 | 0.049041 | 0.013548 | 0.013548 | 0 | 0.027013 | 0.055539 | 0.055079 | 0.019516 | 0.0098657 | 0.020879 | 0.22838 | 0.28227 | 0.53247 | 0.12599 | 0.0098657 | 0.0098657 | 0.0098657 | 0.014789 | 0.015279 | 0.014789 | 0.015279 | 0.014789 | 0.014981 | 0.014509 | 0.32342 | 0.091555 | 0.024587 | 0.024587 | 0.066527 | 0.024963 | 0.14946 | 0.029771 | 0.067841 | 0.013605 | 0.0054261 | 0.017239 | 0.20339 | 0.00098657 | 0.0039804 | 0.00098657 | 0.091392 | 0.00098657 | 0.00099901 | 0.027271 | 0.041698 | 0.032341 | 0.013548 | 0.013565 | 0.013548 | 0.013548 | 0 | 0.027268 | 0.055539 | 0.055079 | 0.019516 | 0.0098657 | 0.020879 | 0.22838 | 0.28227 | 0.53247 | 0.12599 | 0.0098657 | 0.0098657 | 0.0098657 | 0.014789 | 0.015279 | 0.014789 | 0.015279 | 0.014789 | 0.015279 | 0.014789 | 0.32342 | 0.091555 | 0.024587 | 0.024587 | 0.066527 | 0.024963 | 0.14946 | 0.029771 | 0.067841 | 0.013605 | 0.0054261 | 0.017239 | 0.20339 | 0.00098657 | 0.0034716 | 0.00098657 | 0.091392 | 0.00098657 | 0.00099901 | 0.027271 | 0.041706 | 0.032341 | 0.013565 | 0.013565 | 0.047247 | 0.040697 | 0 | 0.027268 | 0.055539 | 0.055079 | 0.019516 | 0.0098657 | 0.020879 | 0.22838 | 0.28227 | 0.53247 | 0.12599 | 0.0098657 | 0.0098657 | 0.0098657 | 0.014789 | 0.015279 | 0.014789 | 0.015279 | 0.014789 | 0.015279 | 0.014789 | 0.32342 | 0.091558 | 0.024587 | 0.024587 | 0.06653 | 0.024963 | 0.14946 | 0.029771 | 0.067841 | 0.013605 | 0.0054261 | 0.017239 | 0.20339 | 0.00098657 | 0.0039804 | 0.00098657 | 0.091392 | 0.00098657 | 0.00099901 | 0.027271 | 0.041698 | 0.032341 | 0.013548 | 0.049029 | 0.013548 | 0.013548 | 0 | 0.027013 | 0.055539 | 0.055079 | 0.019516 | 0.0098657 | 0.020879 | 0.22838 | 0.28227 | 0.53247 | 0.12599 | 0.0098657 | 0.0098657 | 0.0098657 | 0.014789 | 0.015279 | 0.014789 | 0.015279 | 0.014789 | 0.014981 | 0.014509 | 0.32342 | 0.091555 | 0.024587 | 0.024587 | 0.066527 | 0.024963 | 0.14946 | 0.11318 | 0.22493 |  |  | 3 | 0.076764 |  |  | 3 | 0.090127 |  | -0.013363
1: generator & gearbox | 0.02975 | 0.054819 | 0.013612 | 0.0054612 | 0.017375 | 0.20599 | 0.00050688 | 0.0032457 | 0.00099294 | 0.0075156 | 0.00099294 | 0.000999 | 0.00051366 | 0.27928 | 0.032573 | 0.50687 | 0.50687 | 0.27782 | 0.042213 | 0 | 0.023708 | 0.045464 | 0.044996 | 0.019514 | 0.0098657 | 0.020978 | 0.2313 | 0.2859 | 0.5394 | 0.12756 | 0.0099294 | 0.0099294 | 0.0099294 | 0.015651 | 0.016164 | 0.015651 | 0.016164 | 0.015651 | 0.01113 | 0.010883 | 0.32759 |  | 0.024821 | 0.024821 |  | 0.024963 |  | 0.50975 | 0.010659 | 0.00050681 | 0.0027775 | 0.01127 | 0.13363 | 0.00051025 | 0.09951 | 0.000505 | 0.0095654 | 0.00054659 | 0.0005005 | 0.51366 | 0.51698 | 0.010598 | 0.0075156 | 0.0075156 | 0.0069695 | 0.50687 | 0 | 0.50687 | 0.011205 | 0.011205 | 0.51 | 0.0099294 | 0.47823 | 0.6165 | 1 | 0.77169 | 0.56425 | 0.0054659 | 0.0054659 | 0.000505 | 0.5075 | 0.50775 | 0.5075 | 0.50775 | 0.5075 | 0.0069816 | 0.0069781 | 0.665 | 0.5125 | 0.5125 | 0.5125 | 0.010506 | 0.5125 | 0.011326 | 0.034606 | 0.14052 | 0.00050681 | 0.0057603 | 0.00050875 | 0.00060375 | 0.00051025 | 0.0005005 | 0.0012976 | 0.54659 | 0.0010473 | 0.00099898 | 0.51366 | 0.00051698 | 0.033608 | 0.00050688 | 0.00050688 | 0.013652 | 0.25784 | 0 | 0.027362 | 0.00051025 | 0.00051025 | 0.062625 | 0.0099294 | 0.011535 | 0.23581 | 0.29135 | 0.54924 | 0.13027 | 0.010695 | 0.010695 | 0.010473 | 0.15851 | 0.16502 | 0.15851 | 0.16377 | 0.15851 | 0.015389 | 0.014893 | 0.34198 | 0.026393 | 0.027023 | 0.027023 | 0.026007 | 0.024736 | 0.10787 | 0.02975 | 0.13992 | 0.013128 | 0.0054612 | 0.017375 | 0.20599 | 0.03736 | 0.00050688 | 0.00099294 | 0.54659 | 0.00099294 | 0.000999 | 0.00051366 | 0.0071085 | 0.03066 | 0.0069781 | 0.50687 | 0.0069781 | 0.0069781 | 0 | 0.023708 | 0.12858 | 0.12817 | 0.019514 | 0.009868 | 0.020978 | 0.2313 | 0.2859 | 0.5394 | 0.12756 | 0.0099294 | 0.0099294 | 0.0099294 | 0.015651 | 0.50775 | 0.015651 | 0.016164 | 0.5075 | 0.01113 | 0.010883 | 0.32759 | 0.024493 | 0.024821 | 0.024821 | 0.024493 | 0.024963 | 0.10262 | 0.02975 | 0.068149 | 0.013605 | 0.0054612 | 0.017375 | 0.20599 | 0.00098973 | 0.0034859 | 0.00099294 | 0.091951 | 0.00099294 | 0.000999 | 0.026983 | 0.041736 | 0.032335 | 0.013609 | 0.013609 | 0.047381 | 0.040884 | 0 | 0.027268 | 0.055794 | 0.055331 | 0.019514 | 0.0098657 | 0.020978 | 0.2313 | 0.2859 | 0.5394 | 0.12756 | 0.0099294 | 0.0099294 | 0.0099294 | 0.014894 | 0.01539 | 0.014894 | 0.01539 | 0.014894 | 0.015279 | 0.014789 | 0.32759 | 0.091793 | 0.024821 | 0.024821 | 0.066659 | 0.024963 | 0.14958 | 0.02977 | 0.067855 | 0.013605 | 0.0054274 | 0.017244 | 0.20349 | 0.0009868 | 0.0039831 | 0.0009868 | 0.091433 | 0.0009868 | 0.00099901 | 0.027271 | 0.047526 | 0.032341 | 0.025636 | 0.013385 | 0.013574 | 0.013574 | 0 | 0.02727 | 0.055551 | 0.055091 | 0.019516 | 0.0098657 | 0.020883 | 0.22848 | 0.2824 | 0.53273 | 0.12605 | 0.009868 | 0.009868 | 0.009868 | 0.028958 | 0.029705 | 0.028958 | 0.029705 | 0.028958 | 0.015281 | 0.014791 | 0.32357 | 0.093451 | 0.024595 | 0.024595 | 0.068508 | 0.024963 | 0.15192 | 0.029771 | 0.067841 | 0.013605 | 0.0054261 | 0.017239 | 0.20339 | 0.00098657 | 0.0039804 | 0.00098657 | 0.091392 | 0.00098657 | 0.00099901 | 0.048125 | 0.041698 | 0.032341 | 0.013548 | 0.048071 | 0.013548 | 0.013548 | 0 | 0.02702 | 0.055539 | 0.055079 | 0.019516 | 0.0098657 | 0.020879 | 0.22838 | 0.28227 | 0.53247 | 0.12599 | 0.0098657 | 0.0098657 | 0.0098657 | 0.014789 | 0.015279 | 0.014789 | 0.015279 | 0.014789 | 0.014989 | 0.014516 | 0.32342 | 0.091555 | 0.024587 | 0.024587 | 0.066527 | 0.024963 | 0.14946 | 0.039034 | 0.017866 | 0.013605 | 0.0054261 | 0.033257 | 0.25924 | 0.00098654 | 0.00099901 | 0.00098657 | 0.091392 | 0.0020439 | 0.00099848 | 0.027271 | 0.041232 | 0.032905 | 0.013565 | 0.013565 | 0.027221 | 0.013548 | 0 | 0.027268 | 0.031056 | 0.031056 | 0.019516 | 0.0098657 | 0.027584 | 0.22838 | 0.28227 | 0.53247 | 0.12599 | 0.025475 | 0.025475 | 0.0098657 | 0.035779 | 0.043019 | 0.035779 | 0.036522 | 0.035779 | 0.015279 | 0.014789 | 0.32342 | 0.069506 | 0.024587 | 0.024587 | 0.055028 | 0.041365 | 0.13901 | 0.029771 | 0.067841 | 0.013605 | 0.0054261 | 0.017239 | 0.20339 | 0.00098657 | 0.0034716 | 0.00098657 | 0.091392 | 0.00098657 | 0.00099901 | 0.027271 | 0.034946 | 0.032341 | 0.070417 | 0.035999 | 0.047258 | 0.047258 | 0 | 0.027107 | 0.055539 | 0.055079 | 0.019516 | 0.0098657 | 0.020879 | 0.22838 | 0.28227 | 0.53247 | 0.12599 | 0.0098657 | 0.0098657 | 0.0098657 | 0.014789 | 0.015279 | 0.014789 | 0.015279 | 0.014789 | 0.015091 | 0.014612 | 0.32342 | 0.089371 | 0.024587 | 0.024587 | 0.064239 | 0.024963 | 0.14662 | 0.029771 | 0.067841 | 0.013605 | 0.0054261 | 0.017239 | 0.20339 | 0.00098657 | 0.0039804 | 0.00098657 | 0.091392 | 0.00098657 | 0.00099901 | 0.027271 | 0.041698 | 0.032341 | 0.013548 | 0.070768 | 0.013548 | 0.013548 | 0 |  | 0.055539 | 0.055079 | 0.019516 | 0.0098657 | 0.020879 | 0.22838 | 0.28227 | 0.53247 | 0.12599 | 0.0098657 | 0.0098657 | 0.0098657 | 0.014789 | 0.015279 | 0.014789 | 0.015279 | 0.014789 | 0.014798 | 0.014336 | 0.32342 | 0.091555 | 0.024587 | 0.024587 | 0.066527 | 0.024963 | 0.14946 | 0.090808 | 0.26572 |  |  | 4 | 0.15054 |  |  | 4 | 0.1816 |  | -0.031059
1: turbine controls | 0.02975 | 0.054819 | 0.013612 | 0.0054612 | 0.017375 | 0.20599 | 0.00050688 | 0.0032457 | 0.00099294 | 0.0075156 | 0.00099294 | 0.000999 | 0.00051366 | 0.27928 | 0.032573 | 0.50687 | 0.50687 | 0.27782 | 0.042213 | 0 | 0.023708 | 0.045464 | 0.044996 | 0.019514 | 0.0098657 | 0.020978 | 0.2313 | 0.2859 | 0.5394 | 0.12756 | 0.0099294 | 0.0099294 | 0.0099294 | 0.015651 | 0.016164 | 0.015651 | 0.016164 | 0.015651 | 0.01113 | 0.010883 | 0.32759 |  | 0.024821 | 0.024821 |  | 0.024963 |  | 0.015048 | 0.015048 | 0.00050681 | 0.50275 | 0.013505 | 0.16013 | 0.00051025 | 0.000505 | 0.000505 | 0.0095654 | 0.00054659 | 0.0005005 | 0.51366 | 0.51698 | 0.010598 | 0.0075156 | 0.0075156 | 0.0069695 | 0.50687 | 0 | 0.50687 | 0.011205 | 0.011205 | 0.51 | 0.0099294 | 0.47823 | 0.6165 | 0.644 | 1 | 0.56425 | 0.0050975 | 0.0054659 | 0.505 | 0.5075 | 0.50775 | 0.5075 | 0.50775 | 0.5075 | 0.0069816 | 0.0069781 | 0.665 | 0.5125 | 0.5125 | 0.5125 | 0.010506 | 0.5125 | 0.011326 | 0.034606 | 0.14052 | 0.00050681 | 0.0057603 | 0.00050875 | 0.00060375 | 0.00051025 | 0.0005005 | 0.0012976 | 0.54659 | 0.0010473 | 0.00099898 | 0.51366 | 0.00051698 | 0.033608 | 0.00050688 | 0.00050688 | 0.013652 | 0.25784 | 0 | 0.027362 | 0.00051025 | 0.00051025 | 0.062625 | 0.0099294 | 0.011535 | 0.23581 | 0.29135 | 0.54924 | 0.13027 | 0.010695 | 0.010695 | 0.010473 | 0.15851 | 0.16502 | 0.15851 | 0.16377 | 0.15851 | 0.015389 | 0.014893 | 0.34198 | 0.026393 | 0.027023 | 0.027023 | 0.026007 | 0.024736 | 0.10787 | 0.02975 | 0.13992 | 0.013128 | 0.0054612 | 0.017375 | 0.20599 | 0.03736 | 0.00050688 | 0.00099294 | 0.54659 | 0.00099294 | 0.000999 | 0.00051366 | 0.0071085 | 0.03066 | 0.0069781 | 0.50687 | 0.0069781 | 0.0069781 | 0 | 0.023708 | 0.12858 | 0.12817 | 0.019514 | 0.009868 | 0.020978 | 0.2313 | 0.2859 | 0.5394 | 0.12756 | 0.0099294 | 0.0099294 | 0.0099294 | 0.015651 | 0.50775 | 0.015651 | 0.016164 | 0.5075 | 0.01113 | 0.010883 | 0.32759 | 0.024493 | 0.024821 | 0.024821 | 0.024493 | 0.024963 | 0.10262 | 0.02975 | 0.068149 | 0.013605 | 0.0054612 | 0.017375 | 0.20599 | 0.00098973 | 0.0034859 | 0.00099294 | 0.091951 | 0.00099294 | 0.000999 | 0.026983 | 0.041736 | 0.032335 | 0.013609 | 0.013609 | 0.047381 | 0.040884 | 0 | 0.027268 | 0.055794 | 0.055331 | 0.019514 | 0.0098657 | 0.020978 | 0.2313 | 0.2859 | 0.5394 | 0.12756 | 0.0099294 | 0.0099294 | 0.0099294 | 0.014894 | 0.01539 | 0.014894 | 0.01539 | 0.014894 | 0.015279 | 0.014789 | 0.32759 | 0.091793 | 0.024821 | 0.024821 | 0.066659 | 0.024963 | 0.14958 | 0.02977 | 0.067855 | 0.013605 | 0.0054274 | 0.017244 | 0.20349 | 0.0009868 | 0.0039831 | 0.0009868 | 0.091433 | 0.0009868 | 0.00099901 | 0.027271 | 0.047526 | 0.032341 | 0.025636 | 0.013385 | 0.013574 | 0.013574 | 0 | 0.02727 | 0.055551 | 0.055091 | 0.019516 | 0.0098657 | 0.020883 | 0.22848 | 0.2824 | 0.53273 | 0.12605 | 0.009868 | 0.009868 | 0.009868 | 0.028958 | 0.029705 | 0.028958 | 0.029705 | 0.028958 | 0.015281 | 0.014791 | 0.32357 | 0.093451 | 0.024595 | 0.024595 | 0.068508 | 0.024963 | 0.15192 | 0.029771 | 0.067841 | 0.013605 | 0.0054261 | 0.017239 | 0.20339 | 0.00098657 | 0.0039804 | 0.00098657 | 0.091392 | 0.00098657 | 0.00099901 | 0.048125 | 0.041698 | 0.032341 | 0.013548 | 0.048071 | 0.013548 | 0.013548 | 0 | 0.02702 | 0.055539 | 0.055079 | 0.019516 | 0.0098657 | 0.020879 | 0.22838 | 0.28227 | 0.53247 | 0.12599 | 0.0098657 | 0.0098657 | 0.0098657 | 0.014789 | 0.015279 | 0.014789 | 0.015279 | 0.014789 | 0.014989 | 0.014516 | 0.32342 | 0.091555 | 0.024587 | 0.024587 | 0.066527 | 0.024963 | 0.14946 | 0.039034 | 0.017866 | 0.013605 | 0.0054261 | 0.033257 | 0.25924 | 0.00098654 | 0.00099901 | 0.00098657 | 0.091392 | 0.0020439 | 0.00099848 | 0.027271 | 0.041232 | 0.032905 | 0.013565 | 0.013565 | 0.027221 | 0.013548 | 0 | 0.027268 | 0.031056 | 0.031056 | 0.019516 | 0.0098657 | 0.027584 | 0.22838 | 0.28227 | 0.53247 | 0.12599 | 0.025475 | 0.025475 | 0.0098657 | 0.035779 | 0.043019 | 0.035779 | 0.036522 | 0.035779 | 0.015279 | 0.014789 | 0.32342 | 0.069506 | 0.024587 | 0.024587 | 0.055028 | 0.041365 | 0.13901 | 0.029771 | 0.067841 | 0.013605 | 0.0054261 | 0.017239 | 0.20339 | 0.00098657 | 0.0034716 | 0.00098657 | 0.091392 | 0.00098657 | 0.00099901 | 0.027271 | 0.034946 | 0.032341 | 0.070417 | 0.035999 | 0.047258 | 0.047258 | 0 | 0.027107 | 0.055539 | 0.055079 | 0.019516 | 0.0098657 | 0.020879 | 0.22838 | 0.28227 | 0.53247 | 0.12599 | 0.0098657 | 0.0098657 | 0.0098657 | 0.014789 | 0.015279 | 0.014789 | 0.015279 | 0.014789 | 0.015091 | 0.014612 | 0.32342 | 0.089371 | 0.024587 | 0.024587 | 0.064239 | 0.024963 | 0.14662 | 0.029771 | 0.067841 | 0.013605 | 0.0054261 | 0.017239 | 0.20339 | 0.00098657 | 0.0039804 | 0.00098657 | 0.091392 | 0.00098657 | 0.00099901 | 0.027271 | 0.041698 | 0.032341 | 0.013548 | 0.070768 | 0.013548 | 0.013548 | 0 |  | 0.055539 | 0.055079 | 0.019516 | 0.0098657 | 0.020879 | 0.22838 | 0.28227 | 0.53247 | 0.12599 | 0.0098657 | 0.0098657 | 0.0098657 | 0.014789 | 0.015279 | 0.014789 | 0.015279 | 0.014789 | 0.014798 | 0.014336 | 0.32342 | 0.091555 | 0.024587 | 0.024587 | 0.066527 | 0.024963 | 0.14946 | 0.091486 | 0.45514 |  |  | 5 | 0.20854 |  |  | 5 | 0.20854 |  | 0
1: tower structural | 0.025187 | 0.010659 | 0.00050681 | 0.14466 | 0.50875 | 0.60375 | 0.00050688 | 0.0005005 | 0.02655 | 0.0075156 | 0.00054659 | 0.00099923 | 0.0070628 | 0.51698 | 0.021873 | 0.0069695 | 0.0069695 | 0.0069695 | 0.47045 | 0 | 0.020137 | 0.51025 | 0.51025 |  | 0.0099294 | 0.22307 | 0.24129 | 0.2968 | 0.55457 | 0.13581 | 0.505 | 0.505 | 0.010746 | 0.5075 | 0.50775 | 0.5075 | 0.50775 | 0.5075 | 0.0069816 | 0.0069781 | 0.62755 | 0.44068 | 0.44131 | 0.44131 | 0.36486 | 0.27401 | 0.44721 | 0.0099401 | 0.011003 | 0.00050681 | 0.0031034 | 0.0098744 | 0.60375 | 0.1411 | 0.19656 | 0.09951 | 0.0095654 | 0.00054659 | 0.0005005 | 0.51366 | 0.51698 | 0.010598 | 0.50687 | 0.50688 | 0.50687 | 0.50687 | 0 | 0.50687 | 0.51025 | 0.51025 | 0.01025 | 0.0099294 | 0.0050875 | 0.6165 | 0.644 | 0.77169 | 1 | 0.505 | 0.0027775 | 0.0027775 | 0.0027912 | 0.0027926 | 0.0027912 | 0.0027926 | 0.0027912 | 0.0069816 | 0.0069781 | 0.0036575 | 0.5125 | 0.0028188 | 0.0028188 | 0.010506 | 0.5125 | 0.011326 | 0.025187 | 0.010659 | 0.00050681 | 0.14466 | 0.50875 | 0.60375 | 0.00050688 | 0.0005005 | 0.02655 | 0.0075156 | 0.00054659 | 0.00099923 | 0.0070628 | 0.51698 | 0.021873 | 0.0069695 | 0.0069695 | 0.0069695 | 0.47045 | 0 | 0.020137 | 0.51025 | 0.51025 |  | 0.0099294 | 0.22307 | 0.24129 | 0.2968 | 0.55457 | 0.13581 | 0.505 | 0.505 | 0.010746 | 0.5075 | 0.50775 | 0.5075 | 0.50775 | 0.5075 | 0.0069816 | 0.0069781 | 0.62755 | 0.44068 | 0.44131 | 0.44131 | 0.36486 | 0.27401 | 0.44721 | 0.02975 |  | 0.013598 | 0.0054612 | 0.017375 | 0.20599 | 0.001539 | 0.00098973 | 0.00099294 | 0.101 | 0.00099294 | 0.000999 | 0.00051366 | 0.033549 | 0.010598 | 0.0069781 | 0.021021 | 0.0069781 | 0.0069781 | 0 | 0.027215 |  |  | 0.019514 | 0.0098657 | 0.020978 | 0.2313 | 0.2859 | 0.5394 | 0.12756 | 0.0099294 | 0.0099294 | 0.0099294 | 0.015651 | 0.019651 | 0.015651 | 0.016164 | 0.019137 | 0.015217 | 0.01473 | 0.32759 | 0.024185 | 0.024821 | 0.024821 | 0.024185 | 0.024963 | 0.10038 | 0.02975 | 0.068236 | 0.013605 | 0.0054612 | 0.017375 | 0.20599 | 0.00099294 | 0.0039982 | 0.00099294 | 0.092507 | 0.00099294 | 0.000999 | 0.026983 | 0.041729 | 0.032334 | 0.0136 | 0.013609 | 0.0136 | 0.0136 | 0 | 0.027268 | 0.055862 | 0.055399 | 0.019514 | 0.0098657 | 0.020978 | 0.2313 | 0.2859 | 0.5394 | 0.12756 | 0.0099294 | 0.0099294 | 0.0099294 | 0.014894 | 0.01539 | 0.014894 | 0.01539 | 0.014894 | 0.015279 | 0.014789 | 0.32759 |  | 0.024821 | 0.024821 | 0.066689 | 0.024963 | 0.14961 | 0.039034 | 0.017866 | 0.013605 | 0.0054262 | 0.033253 | 0.25923 | 0.00098651 | 0.00099901 | 0.00098657 | 0.091388 | 0.0020436 | 0.00099848 | 0.027271 | 0.041232 | 0.032905 | 0.013565 | 0.013565 | 0.027194 | 0.013549 | 0 | 0.027268 | 0.031056 | 0.031056 | 0.019516 | 0.0098657 | 0.027582 | 0.22838 | 0.28227 | 0.53248 | 0.12599 | 0.025472 | 0.025472 | 0.0098657 | 0.035776 | 0.043015 | 0.035776 | 0.036519 | 0.035776 | 0.015279 | 0.014789 | 0.32342 | 0.069505 | 0.024587 | 0.024587 | 0.055027 | 0.041364 | 0.13901 | 0.029771 | 0.067841 | 0.013605 | 0.0054261 | 0.017239 | 0.20339 | 0.00098657 | 0.0039804 | 0.00098657 | 0.091392 | 0.00098657 | 0.00099901 | 0.027271 | 0.041698 | 0.032341 | 0.013548 | 0.049041 | 0.013548 | 0.013548 | 0 |  | 0.055539 | 0.055079 | 0.019516 | 0.0098657 | 0.020879 | 0.22838 | 0.28227 | 0.53247 | 0.12599 | 0.0098657 | 0.0098657 | 0.0098657 | 0.014789 | 0.015279 | 0.014789 | 0.015279 | 0.014789 | 0.014981 | 0.014509 | 0.32342 | 0.091555 | 0.024587 | 0.024587 | 0.066527 | 0.024963 | 0.14946 | 0.029771 | 0.067841 | 0.013605 | 0.0054261 | 0.017239 | 0.20339 | 0.00098657 | 0.0039804 | 0.00098657 | 0.091392 | 0.00098657 | 0.00099901 | 0.027271 | 0.041698 | 0.032341 | 0.013548 | 0.013565 | 0.013548 | 0.013548 | 0 | 0.027268 | 0.055539 | 0.055079 | 0.019516 | 0.0098657 | 0.020879 | 0.22838 | 0.28227 | 0.53247 | 0.12599 | 0.0098657 | 0.0098657 | 0.0098657 | 0.014789 | 0.015279 | 0.014789 | 0.015279 | 0.014789 | 0.015279 | 0.014789 | 0.32342 | 0.091555 | 0.024587 | 0.024587 | 0.066527 | 0.024963 | 0.14946 | 0.029771 | 0.067841 | 0.013605 | 0.0054261 | 0.017239 | 0.20339 | 0.00098657 | 0.0034716 | 0.00098657 | 0.091392 | 0.00098657 | 0.00099901 | 0.027271 | 0.041706 | 0.032341 | 0.013565 | 0.013565 | 0.047247 | 0.040697 | 0 | 0.027268 | 0.055539 | 0.055079 | 0.019516 | 0.0098657 | 0.020879 | 0.22838 | 0.28227 | 0.53247 | 0.12599 | 0.0098657 | 0.0098657 | 0.0098657 | 0.014789 | 0.015279 | 0.014789 | 0.015279 | 0.014789 | 0.015279 | 0.014789 | 0.32342 |  | 0.024587 | 0.024587 | 0.06653 | 0.024963 | 0.14946 | 0.029771 | 0.067841 | 0.013605 | 0.0054261 | 0.017239 | 0.20339 | 0.00098657 | 0.0039804 | 0.00098657 | 0.091392 | 0.00098657 | 0.00099901 | 0.027271 | 0.041698 | 0.032341 | 0.013548 | 0.049029 | 0.013548 | 0.013548 | 0 | 0.027017 | 0.055539 | 0.055079 | 0.019516 | 0.0098657 | 0.020879 | 0.22838 | 0.28227 | 0.53247 | 0.12599 | 0.0098657 | 0.0098657 | 0.0098657 | 0.014789 | 0.015279 | 0.014789 | 0.015279 | 0.014789 | 0.014981 | 0.014509 | 0.32342 | 0.091555 | 0.024587 | 0.024587 | 0.066527 | 0.024963 | 0.14946 | 0.11366 | 0.14742 |  |  | 6 | 0.1816 |  |  | 6 | 0.15054 |  | 0.031059
1: platform (structural integrity) | 0.025187 | 0.010659 | 0.00050681 | 0.14466 | 0.50875 | 0.60375 | 0.00050688 | 0.0005005 | 0.02655 | 0.0075156 | 0.00054659 | 0.00099923 | 0.0070628 | 0.51698 | 0.021873 | 0.0069695 | 0.0069695 | 0.0069695 |  | 0 | 0.020137 | 0.51025 | 0.51025 | 0.50161 | 0.0099294 | 0.22307 | 0.24129 | 0.2968 | 0.55457 | 0.13581 | 0.505 | 0.505 | 0.010746 | 0.5075 | 0.50775 | 0.5075 | 0.50775 | 0.5075 | 0.0069816 | 0.0069781 |  | 0.44068 |  |  | 0.36486 | 0.27401 | 0.44721 | 0.50975 | 0.00050975 | 0.00050681 | 0.0027775 | 0.00050875 | 0.00060375 | 0.1411 | 0.000505 | 0.000505 | 0.00054659 | 0.0005005 | 0.0005005 | 0.00051366 | 0.00051698 | 0.010598 | 0.50687 | 0.50688 | 0.50687 | 0.50687 | 0 | 0.020137 | 0.51025 | 0.51025 | 0.01025 | 0.0099294 | 0.47823 | 0.0033908 | 0.003542 | 0.0042443 | 0.0031034 | 1 | 0.505 | 0.0027775 | 0.0027912 | 0.0027926 | 0.0027912 | 0.0027926 | 0.0027912 | 0.0069816 | 0.0069781 | 0.0036575 | 0.5125 | 0.0028188 | 0.0028188 | 0.5125 | 0.0005125 | 0.5525 | 0.025187 | 0.010659 | 0.00050681 | 0.14466 | 0.50875 | 0.60375 | 0.00050688 | 0.0005005 | 0.02655 | 0.0075156 | 0.00054659 | 0.00099923 | 0.0070628 | 0.51698 | 0.021873 | 0.0069695 | 0.0069695 | 0.0069695 |  | 0 | 0.020137 | 0.51025 | 0.51025 | 0.50161 | 0.0099294 | 0.22307 | 0.24129 | 0.2968 | 0.55457 | 0.13581 | 0.505 | 0.505 | 0.010746 | 0.5075 | 0.50775 | 0.5075 | 0.50775 | 0.5075 | 0.0069816 | 0.0069781 |  | 0.44068 |  |  | 0.36486 | 0.27401 | 0.44721 | 0.02975 |  | 0.013592 | 0.0054612 | 0.017375 | 0.20599 | 0.0020195 | 0.00098651 | 0.00099294 | 0.10692 | 0.00099294 | 0.000999 | 0.00051366 | 0.033372 | 0.010598 | 0.0136 | 0.027479 | 0.0136 | 0.0136 | 0 | 0.027168 |  |  | 0.019514 | 0.0098658 | 0.020978 | 0.2313 | 0.2859 | 0.5394 | 0.12756 | 0.0099294 | 0.0099294 | 0.0099294 | 0.015651 | 0.022906 | 0.015651 | 0.016164 | 0.022394 | 0.015162 | 0.014679 | 0.32759 | 0.024187 | 0.024821 | 0.024821 | 0.024187 | 0.024963 | 0.1004 | 0.02975 | 0.068236 | 0.013605 | 0.0054612 | 0.017375 | 0.20599 | 0.00099294 | 0.0039982 | 0.00099294 | 0.092507 | 0.00099294 | 0.000999 | 0.02685 | 0.041729 | 0.032334 | 0.0136 | 0.013565 | 0.0136 | 0.0136 | 0 | 0.027268 | 0.055862 | 0.055399 | 0.019514 | 0.0098657 | 0.020978 | 0.2313 | 0.2859 | 0.5394 | 0.12756 | 0.0099294 | 0.0099294 | 0.0099294 | 0.014894 | 0.01539 | 0.014894 | 0.01539 | 0.014894 | 0.015279 | 0.014789 | 0.32759 |  | 0.024821 | 0.024821 | 0.066689 | 0.024963 | 0.14961 | 0 | 0.017866 | 0.013605 | 0.0054262 | 0.03325 | 0.25923 | 0.00098651 | 0.00099901 | 0.00098658 | 0.091388 | 0.0020433 | 0.00099848 | 0.027271 | 0.041232 | 0.032905 | 0.013565 | 0.013565 | 0.027171 | 0.013549 | 0 | 0.027268 | 0.031056 | 0.031056 | 0.019516 | 0.0098657 |  | 0.22838 | 0.28227 | 0.53248 | 0.12599 | 0.025469 | 0.025469 | 0.0098658 | 0.035773 | 0.043012 | 0.035773 | 0.036515 | 0.035773 | 0.015279 | 0.014789 | 0.32342 | 0.069505 | 0.024587 | 0.024587 | 0.055027 | 0.041364 | 0.13901 | 0.029771 | 0.067841 | 0.013605 | 0.0054261 | 0.017239 | 0.20339 | 0.00098657 | 0.0039804 | 0.00098657 | 0.091392 | 0.00098657 | 0.00099901 | 0.027271 | 0.041698 | 0.032341 | 0.013548 | 0.049041 | 0.013548 | 0.013548 | 0 |  | 0.055539 | 0.055079 | 0.019516 | 0.0098657 | 0.020879 | 0.22838 | 0.28227 | 0.53247 | 0.12599 | 0.0098657 | 0.0098657 | 0.0098657 | 0.014789 | 0.015279 | 0.014789 | 0.015279 | 0.014789 | 0.014981 | 0.014509 | 0.32342 |  | 0.024587 | 0.024587 | 0.066527 | 0.024963 | 0.14946 | 0.029771 | 0.067841 | 0.013605 | 0.0054261 | 0.017239 | 0.20339 | 0.00098657 | 0.0039804 | 0.00098657 | 0.091392 | 0.00098657 | 0.00099901 | 0.027271 | 0.041698 | 0.032341 | 0.013548 | 0.013565 | 0.013548 | 0.013548 | 0 | 0.027268 | 0.055539 | 0.055079 | 0.019516 | 0.0098657 | 0.020879 | 0.22838 | 0.28227 | 0.53247 | 0.12599 | 0.0098657 | 0.0098657 | 0.0098657 | 0.014789 | 0.015279 | 0.014789 | 0.015279 | 0.014789 | 0.015279 | 0.014789 | 0.32342 |  | 0.024587 | 0.024587 | 0.066527 | 0.024963 | 0.14946 | 0.029771 | 0.067841 | 0.013605 | 0.0054261 | 0.017239 | 0.20339 | 0.00098657 | 0.0034716 | 0.00098657 | 0.091392 | 0.00098657 | 0.00099901 | 0.027271 | 0.041706 | 0.032341 | 0.013565 | 0.013565 | 0.047247 | 0.040697 | 0 | 0.027268 | 0.055539 | 0.055079 | 0.019516 | 0.0098657 | 0.020879 | 0.22838 | 0.28227 | 0.53247 | 0.12599 | 0.0098657 | 0.0098657 | 0.0098657 | 0.014789 | 0.015279 | 0.014789 | 0.015279 | 0.014789 | 0.015279 | 0.014789 | 0.32342 |  | 0.024587 | 0.024587 | 0.06653 | 0.024963 | 0.14946 | 0.029771 | 0.067841 | 0.013605 | 0.0054261 | 0.017239 | 0.20339 | 0.00098657 | 0.0039804 | 0.00098657 | 0.091392 | 0.00098657 | 0.00099901 | 0.027271 | 0.041698 | 0.032341 | 0.013548 | 0.049029 | 0.013548 | 0.013548 | 0 |  | 0.055539 | 0.055079 | 0.019516 | 0.0098657 | 0.020879 | 0.22838 | 0.28227 | 0.53247 | 0.12599 | 0.0098657 | 0.0098657 | 0.0098657 | 0.014789 | 0.015279 | 0.014789 | 0.015279 | 0.014789 | 0.014981 | 0.014509 | 0.32342 |  | 0.024587 | 0.024587 | 0.066527 | 0.024963 | 0.14946 | 0.10258 | 0.078644 |  |  | 7 | 0.060764 |  |  | 7 | 0.076764 |  | -0.016
1: platform (watertightness) | 0.02975 | 0.054819 | 0.013612 | 0.0054612 | 0.017375 | 0.20599 | 0.00050688 | 0.0032457 | 0.00099294 | 0.0075156 | 0.00099294 | 0.000999 | 0.00051366 |  | 0.010598 | 0.50687 | 0.50687 | 0.27782 | 0.042213 | 0 |  |  |  | 0.019514 | 0.0098657 | 0.020978 | 0.2313 | 0.2859 | 0.5394 | 0.12756 | 0.0099294 | 0.0099294 | 0.0099294 | 0.015651 | 0.016164 | 0.015651 | 0.016164 | 0.015651 | 0.01113 | 0.010883 | 0.32759 | 0.48141 | 0.024821 | 0.024821 | 0.4484 | 0.024963 | 0.5525 | 0.50975 | 0.50975 | 0.00050681 | 0.0027775 | 0.50875 | 0.60375 | 0.00051025 | 0.000505 | 0.0005005 | 0.00054659 | 0.5005 | 0.0005005 | 0.51366 | 0.51698 | 0.010598 | 0.0075156 | 0.0075156 | 0.0069695 | 0.50687 | 0 | 0.50687 | 0.011205 | 0.011205 | 0.51 | 0.0099294 | 0.47823 | 0.6165 | 0.644 | 0.77169 | 0.56425 | 0.505 | 1 | 0.000505 | 0.5075 | 0.50775 | 0.5075 | 0.50775 | 0.5075 | 0.0069816 | 0.0069781 | 0.665 | 0.5125 | 0.5125 | 0.5125 | 0.010506 | 0.5125 | 0.011326 | 0.034606 |  | 0.00050681 | 0.0057603 | 0.00050875 | 0.00060375 | 0.00051025 | 0.0005005 | 0.0012976 | 0.54659 | 0.0010473 | 0.00099898 | 0.51366 | 0.00051698 | 0.033608 | 0.00050688 | 0.00050688 | 0.013652 |  | 0 | 0.027362 | 0.00051025 | 0.00051025 | 0.062625 | 0.0099294 | 0.011535 | 0.23581 | 0.29135 | 0.54924 | 0.13027 | 0.010695 | 0.010695 | 0.010473 | 0.15851 | 0.16502 | 0.15851 | 0.16377 | 0.15851 | 0.015389 | 0.014893 | 0.34198 | 0.026393 | 0.027023 | 0.027023 | 0.026007 | 0.024736 | 0.10787 | 0.02975 | 0.13992 | 0.013128 | 0.0054612 | 0.017375 | 0.20599 | 0.03736 | 0.00050688 | 0.00099294 | 0.54659 | 0.00099294 | 0.000999 | 0.00051366 | 0.0071085 | 0.03066 | 0.0069781 | 0.50687 | 0.0069781 | 0.0069781 | 0 | 0.023708 | 0.12858 | 0.12817 | 0.019514 | 0.009868 | 0.020978 | 0.2313 | 0.2859 | 0.5394 | 0.12756 | 0.0099294 | 0.0099294 | 0.0099294 | 0.015651 | 0.50775 | 0.015651 | 0.016164 | 0.5075 | 0.01113 | 0.010883 | 0.32759 | 0.024493 | 0.024821 | 0.024821 | 0.024493 | 0.024963 | 0.10262 | 0.02975 | 0.068149 | 0.013605 | 0.0054612 | 0.017375 | 0.20599 | 0.00098973 | 0.0034859 | 0.00099294 | 0.091951 | 0.00099294 | 0.000999 | 0.026983 | 0.041736 | 0.032335 | 0.013609 | 0.013609 | 0.047381 | 0.040884 | 0 | 0.027268 | 0.055794 | 0.055331 | 0.019514 | 0.0098657 | 0.020978 | 0.2313 | 0.2859 | 0.5394 | 0.12756 | 0.0099294 | 0.0099294 | 0.0099294 | 0.014894 | 0.01539 | 0.014894 | 0.01539 | 0.014894 | 0.015279 | 0.014789 | 0.32759 | 0.091793 | 0.024821 | 0.024821 | 0.066659 | 0.024963 | 0.14958 | 0.02977 | 0.067855 | 0.013605 | 0.0054274 | 0.017244 | 0.20349 | 0.0009868 | 0.0039831 | 0.0009868 | 0.091433 | 0.0009868 | 0.00099901 | 0.027271 | 0.047526 | 0.032341 | 0.025636 | 0.013385 | 0.013574 | 0.013574 | 0 | 0.02727 | 0.055551 | 0.055091 | 0.019516 | 0.0098657 | 0.020883 | 0.22848 | 0.2824 | 0.53273 | 0.12605 | 0.009868 | 0.009868 | 0.009868 | 0.028958 | 0.029705 | 0.028958 | 0.029705 | 0.028958 | 0.015281 | 0.014791 | 0.32357 |  | 0.024595 | 0.024595 | 0.068508 | 0.024963 | 0.15192 | 0.029771 | 0.067841 | 0.013605 | 0.0054261 | 0.017239 | 0.20339 | 0.00098657 | 0.0039804 | 0.00098657 | 0.091392 | 0.00098657 | 0.00099901 | 0.048125 | 0.041698 | 0.032341 | 0.013548 | 0.048071 | 0.013548 | 0.013548 | 0 | 0.02702 | 0.055539 | 0.055079 | 0.019516 | 0.0098657 | 0.020879 | 0.22838 | 0.28227 | 0.53247 | 0.12599 | 0.0098657 | 0.0098657 | 0.0098657 | 0.014789 | 0.015279 | 0.014789 | 0.015279 | 0.014789 | 0.014989 | 0.014516 | 0.32342 | 0.091555 | 0.024587 | 0.024587 | 0.066527 | 0.024963 | 0.14946 | 0.039034 | 0.017866 | 0.013605 | 0.0054261 | 0.033257 | 0.25924 | 0.00098654 | 0.00099901 | 0.00098657 | 0.091392 | 0.0020439 | 0.00099848 | 0.027271 | 0.041232 | 0.032905 | 0.013565 | 0.013565 | 0.027221 | 0.013548 | 0 | 0.027268 | 0.031056 | 0.031056 | 0.019516 | 0.0098657 | 0.027584 | 0.22838 | 0.28227 | 0.53247 | 0.12599 | 0.025475 | 0.025475 | 0.0098657 | 0.035779 | 0.043019 | 0.035779 | 0.036522 | 0.035779 | 0.015279 | 0.014789 | 0.32342 | 0.069506 | 0.024587 | 0.024587 | 0.055028 | 0.041365 | 0.13901 | 0.029771 | 0.067841 | 0.013605 | 0.0054261 | 0.017239 | 0.20339 | 0.00098657 | 0.0034716 | 0.00098657 | 0.091392 | 0.00098657 | 0.00099901 | 0.027271 | 0.034946 | 0.032341 | 0.070417 | 0.035999 | 0.047258 | 0.047258 | 0 | 0.027107 | 0.055539 | 0.055079 | 0.019516 | 0.0098657 | 0.020879 | 0.22838 | 0.28227 | 0.53247 | 0.12599 | 0.0098657 | 0.0098657 | 0.0098657 | 0.014789 | 0.015279 | 0.014789 | 0.015279 | 0.014789 | 0.015091 | 0.014612 | 0.32342 | 0.089371 | 0.024587 | 0.024587 | 0.064239 | 0.024963 | 0.14662 | 0.029771 | 0.067841 | 0.013605 | 0.0054261 | 0.017239 | 0.20339 | 0.00098657 | 0.0039804 | 0.00098657 | 0.091392 | 0.00098657 | 0.00099901 | 0.027271 | 0.041698 | 0.032341 | 0.013548 | 0.070768 | 0.013548 | 0.013548 | 0 |  | 0.055539 | 0.055079 | 0.019516 | 0.0098657 | 0.020879 | 0.22838 | 0.28227 | 0.53247 | 0.12599 | 0.0098657 | 0.0098657 | 0.0098657 | 0.014789 | 0.015279 | 0.014789 | 0.015279 | 0.014789 | 0.014798 | 0.014336 | 0.32342 | 0.091555 | 0.024587 | 0.024587 | 0.066527 | 0.024963 | 0.14946 | 0.099326 | 0.077638 |  |  | 8 | 0.072691 |  |  | 8 | 0.057413 |  | 0.015278
1: ballast system failure | 0.03889 | 0.018532 | 0.013612 | 0.0054612 | 0.019602 | 0.22225 | 0.00050688 | 0.00099925 | 0.00099294 | 0.0075156 | 0.0011109 | 0.00099895 | 0.00051366 | 0.037821 | 0.033101 | 0.0069695 | 0.0069695 | 0.013609 |  | 0 | 0.027316 | 0.022548 | 0.022548 | 0.019514 | 0.0098657 | 0.022072 | 0.2313 | 0.2859 | 0.5394 | 0.12756 | 0.013781 | 0.013781 | 0.0099294 | 0.019133 | 0.023104 | 0.019133 | 0.019646 | 0.019133 | 0.015335 | 0.014842 | 0.32759 | 0.060511 | 0.024821 | 0.024821 | 0.049815 | 0.036783 | 0.1339 | 0.50975 | 0.00050975 | 0.00050681 | 0.0027775 | 0.00050875 | 0.00060375 | 0.00051025 | 0.000505 | 0.000505 | 0.00054659 | 0.0005005 | 0.0005005 | 0.00051366 | 0.00051698 | 0.010598 | 0.50687 | 0.50687 | 0.50688 | 0.50687 | 0 | 0.50687 | 0.51025 | 0.011205 | 0.51 | 0.0099294 | 0.47823 | 0.6165 | 0.644 | 0.77169 | 0.56425 | 0.000505 | 0.000505 | 1 | 0.0005075 | 0.00050775 | 0.0005075 | 0.00050775 | 0.0005075 | 0.0069816 | 0.0069781 | 0.000665 | 0.5125 | 0.0005125 | 0.0005125 | 0.5125 | 0.0005125 | 0.5525 | 0.043638 | 0.018532 | 0.00050681 | 0.0057603 | 0.00050875 | 0.00060375 | 0.00051025 | 0.0005005 | 0.0012976 | 0.0075156 | 0.0011325 | 0.00099893 | 0.51366 | 0.00051698 | 0.033608 | 0.00050688 | 0.00050688 | 0.013652 |  | 0 | 0.027362 | 0.00051025 | 0.00051025 | 0.062625 | 0.0099294 | 0.011535 | 0.23581 | 0.29135 | 0.54924 | 0.13027 | 0.011539 | 0.011539 | 0.010473 | 0.15851 | 0.16502 | 0.15851 | 0.16377 | 0.15851 | 0.015389 | 0.014893 | 0.34198 | 0.026393 | 0.027023 | 0.027023 | 0.026007 | 0.024736 | 0.10787 | 0.02975 | 0.13992 | 0.013128 | 0.0054612 | 0.017375 | 0.20599 | 0.03736 | 0.00050688 | 0.00099294 | 0.54659 | 0.00099294 | 0.000999 | 0.00051366 | 0.0071085 | 0.03066 | 0.0069781 | 0.50687 | 0.0069781 | 0.0069781 | 0 | 0.023708 | 0.12858 | 0.12817 | 0.019514 | 0.009868 | 0.020978 | 0.2313 | 0.2859 | 0.5394 | 0.12756 | 0.0099294 | 0.0099294 | 0.0099294 | 0.015651 | 0.50775 | 0.015651 | 0.016164 | 0.5075 | 0.01113 | 0.010883 | 0.32759 | 0.024493 | 0.024821 | 0.024821 | 0.024493 | 0.024963 | 0.10262 | 0.02975 | 0.068149 | 0.013605 | 0.0054612 | 0.017375 | 0.20599 | 0.00098973 | 0.0034859 | 0.00099294 | 0.091951 | 0.00099294 | 0.000999 | 0.026983 | 0.041736 | 0.032335 | 0.013609 | 0.013609 | 0.047381 | 0.040884 | 0 | 0.027268 | 0.055794 | 0.055331 | 0.019514 | 0.0098657 | 0.020978 | 0.2313 | 0.2859 | 0.5394 | 0.12756 | 0.0099294 | 0.0099294 | 0.0099294 | 0.014894 | 0.01539 | 0.014894 | 0.01539 | 0.014894 | 0.015279 | 0.014789 | 0.32759 | 0.091793 | 0.024821 | 0.024821 | 0.066659 | 0.024963 | 0.14958 | 0.02977 | 0.067855 | 0.013605 | 0.0054274 | 0.017244 | 0.20349 | 0.0009868 | 0.0039831 | 0.0009868 | 0.091433 | 0.0009868 | 0.00099901 | 0.027271 | 0.047526 | 0.032341 | 0.025636 | 0.013385 | 0.013574 | 0.013574 | 0 | 0.02727 | 0.055551 | 0.055091 | 0.019516 | 0.0098657 | 0.020883 | 0.22848 | 0.2824 | 0.53273 | 0.12605 | 0.009868 | 0.009868 | 0.009868 | 0.028958 | 0.029705 | 0.028958 | 0.029705 | 0.028958 | 0.015281 | 0.014791 | 0.32357 |  | 0.024595 | 0.024595 | 0 | 0.024963 | 0 | 0.029771 | 0.067841 | 0.013605 | 0.0054261 | 0.017239 | 0.20339 | 0.00098657 | 0.0039804 | 0.00098657 | 0.091392 | 0.00098657 | 0.00099901 | 0.048125 | 0.041698 | 0.032341 | 0.013548 | 0.048071 | 0.013548 | 0.013548 | 0 |  | 0.055539 | 0.055079 | 0.019516 | 0.0098657 | 0.020879 | 0.22838 | 0.28227 | 0.53247 | 0.12599 | 0.0098657 | 0.0098657 | 0.0098657 | 0.014789 | 0.015279 | 0.014789 | 0.015279 | 0.014789 | 0.014989 | 0.014516 | 0.32342 | 0.091555 | 0.024587 | 0.024587 | 0.066527 | 0.024963 | 0.14946 | 0.039034 | 0.017866 | 0.013605 | 0.0054261 | 0.033257 | 0.25924 | 0.00098654 | 0.00099901 | 0.00098657 | 0.091392 | 0.0020439 | 0.00099848 | 0.027271 | 0.041232 | 0.032905 | 0.013565 | 0.013565 | 0.027221 | 0.013548 | 0 | 0.027268 | 0.031056 | 0.031056 | 0.019516 | 0.0098657 | 0.027584 | 0.22838 | 0.28227 | 0.53247 | 0.12599 | 0.025475 | 0.025475 | 0.0098657 | 0.035779 | 0.043019 | 0.035779 | 0.036522 | 0.035779 | 0.015279 | 0.014789 | 0.32342 | 0.069506 | 0.024587 | 0.024587 | 0.055028 | 0.041365 | 0.13901 | 0.029771 | 0.067841 | 0.013605 | 0.0054261 | 0.017239 | 0.20339 | 0.00098657 | 0.0034716 | 0.00098657 | 0.091392 | 0.00098657 | 0.00099901 | 0.027271 | 0.034946 | 0.032341 |  | 0.035999 | 0.047258 | 0.047258 | 0 | 0.027107 | 0.055539 | 0.055079 | 0.019516 | 0.0098657 | 0.020879 | 0.22838 | 0.28227 | 0.53247 | 0.12599 | 0.0098657 | 0.0098657 | 0.0098657 | 0.014789 | 0.015279 | 0.014789 | 0.015279 | 0.014789 | 0.015091 | 0.014612 | 0.32342 | 0.089371 | 0.024587 | 0.024587 | 0.064239 | 0.024963 | 0.14662 | 0.029771 | 0.067841 | 0.013605 | 0.0054261 | 0.017239 | 0.20339 | 0.00098657 | 0.0039804 | 0.00098657 | 0.091392 | 0.00098657 | 0.00099901 | 0.027271 | 0.041698 | 0.032341 | 0.013548 |  | 0.013548 | 0.013548 | 0 | 0.020137 | 0.055539 | 0.055079 | 0.019516 | 0.0098657 | 0.020879 | 0.22838 | 0.28227 | 0.53247 | 0.12599 | 0.0098657 | 0.0098657 | 0.0098657 | 0.014789 | 0.015279 | 0.014789 | 0.015279 | 0.014789 | 0.0069816 | 0.0069781 | 0.32342 | 0.091555 | 0.024587 | 0.024587 | 0.066527 | 0.024963 | 0.14946 | 0.080329 | 0.045001 |  |  | 9 | 0.057476 |  |  | 9 | 0.057303 |  | 0.00017246
1: chain | 0.025187 | 0.010659 | 0.00050681 | 0.45337 | 0.50875 | 0.60375 | 0.00050688 | 0.0005005 | 0.5005 | 0.0075156 | 0.00054659 | 0.00099923 | 0.0070628 | 0.51698 | 0.021873 | 0.0069695 | 0.0069695 | 0.0069695 | 0.47045 | 0 | 0.020137 | 0.51025 | 0.51025 | 0.41084 | 0.0050681 | 0.47823 | 0.6165 | 0.644 | 0.77169 | 0.56425 | 0.505 | 0.505 | 0.505 | 0.5075 | 0.50775 | 0.5075 | 0.50775 | 0.5075 | 0.0069816 | 0.0069781 | 0.665 | 0.48267 | 0.5125 | 0.5125 | 0.44972 | 0.27401 | 0.5525 | 0.50975 | 0.010659 | 0.00050681 | 0.50275 | 0.50875 | 0.60375 | 0.072241 | 0.00050688 | 0.0005005 | 0.54659 | 0.00054659 | 0.0005005 | 0.51366 | 0.0071085 | 0.010598 | 0.0069781 | 0.50688 | 0.0069781 | 0.0069781 | 0 | 0.50687 | 0.51025 | 0.51025 | 0.51 | 0.0050681 | 0.47823 | 0.6165 | 0.644 | 0.77169 | 0.56425 | 0.505 | 0.505 | 0.505 | 1 | 0.0069816 | 0.5075 | 0.50775 | 0.0069781 | 0.0069816 | 0.0069781 | 0.022589 | 0.012925 | 0.012925 | 0.012925 | 0.012925 | 0.5125 | 0.018767 | 0.025187 | 0.010659 | 0.00050681 | 0.3564 | 0.50875 | 0.60375 | 0.00050688 | 0.0005005 | 0.068953 | 0.0075156 | 0.00054659 | 0.00099923 | 0.0070628 | 0.51698 | 0.021873 | 0.0069695 | 0.0069695 | 0.0069695 | 0.47045 | 0 | 0.020137 | 0.51025 | 0.51025 | 0.39189 | 0.0099294 | 0.22307 | 0.6165 | 0.644 | 0.77169 | 0.56425 | 0.505 | 0.505 | 0.37481 | 0.5075 | 0.50775 | 0.5075 | 0.50775 | 0.5075 | 0.0069816 | 0.0069781 | 0.665 | 0.44068 | 0.5125 | 0.5125 | 0.36486 | 0.27401 | 0.44721 | 0.03132 | 0.038604 | 0.013612 | 0.0027875 | 0.0069317 | 0.0082261 | 0.00050681 | 0.0025396 | 0.00050681 | 0.0074473 | 0.00050681 | 0.00099925 | 0.00051366 | 0.26214 | 0.032897 | 0.47157 | 0.013559 | 0.0069781 | 0.0069781 | 0 | 0.027268 | 0.03139 | 0.031143 | 0.019684 | 0.0098657 | 0.013686 | 0.0083998 | 0.0087745 | 0.010514 | 0.0076879 | 0.0050681 | 0.0050681 | 0.0050681 | 0.5075 | 0.50775 | 0.5075 | 0.50775 | 0.5075 | 0.015279 | 0.01479 | 0.0090606 | 0.14484 | 0.0069828 | 0.0069828 | 0.13185 | 0.024975 | 0.23431 | 0.02975 | 0.068236 | 0.013605 | 0.0054612 | 0.017375 | 0.20599 | 0.00099294 | 0.0039982 | 0.00099294 | 0.092507 | 0.00099294 | 0.000999 | 0.045067 | 0.041729 | 0.032334 | 0.0136 | 0.045178 | 0.0136 | 0.0136 | 0 | 0.027041 | 0.055862 | 0.055399 | 0.019514 | 0.0098657 | 0.020978 | 0.2313 | 0.2859 | 0.5394 | 0.12756 | 0.0099294 | 0.0099294 | 0.0099294 | 0.014894 | 0.01539 | 0.014894 | 0.01539 | 0.014894 | 0.015013 | 0.014539 | 0.32759 | 0.091852 | 0.024821 | 0.024821 | 0.066689 | 0.024963 | 0.14961 | 0.039034 | 0.017866 | 0.013605 | 0.0054261 | 0.033259 | 0.25924 | 0.00098651 | 0.00099901 | 0.00098657 | 0.091388 | 0.0020441 | 0.00099848 | 0.027271 | 0.041232 | 0.032905 | 0.013565 | 0.013565 | 0.02722 | 0.013548 | 0 | 0.027268 | 0.031056 | 0.031056 | 0.019516 | 0.0098657 | 0.027585 | 0.22838 | 0.28226 | 0.53247 | 0.12599 | 0.025477 | 0.025477 | 0.0098657 | 0.035782 | 0.043021 | 0.035782 | 0.036525 | 0.035782 | 0.015279 | 0.014789 | 0.32341 | 0.069505 | 0.024587 | 0.024587 | 0.055027 | 0.041365 | 0.13901 | 0.029771 | 0.067841 | 0.013605 | 0.0054261 | 0.017239 | 0.20339 | 0.00098657 | 0.0034716 | 0.00098657 | 0.091392 | 0.00098657 | 0.00099901 | 0.027271 | 0.034946 | 0.032341 | 0.070427 | 0.035999 | 0.047268 | 0.047268 | 0 | 0.027107 | 0.055539 | 0.055079 | 0.019516 | 0.0098657 | 0.020879 | 0.22838 | 0.28227 | 0.53247 | 0.12599 | 0.0098657 | 0.0098657 | 0.0098657 | 0.014789 | 0.015279 | 0.014789 | 0.015279 | 0.014789 | 0.015091 | 0.014612 | 0.32342 | 0.089371 | 0.024587 | 0.024587 | 0.064239 | 0.024963 | 0.14662 | 0.029771 | 0.067841 | 0.013605 | 0.0054261 | 0.017239 | 0.20339 | 0.00098657 | 0.0039804 | 0.00098657 | 0.091392 | 0.00098657 | 0.00099901 | 0.027271 | 0.041698 | 0.032341 | 0.013548 | 0.070772 | 0.013548 | 0.013548 | 0 | 0.026856 | 0.055539 | 0.055079 | 0.019516 | 0.0098657 | 0.020879 | 0.22838 | 0.28227 | 0.53247 | 0.12599 | 0.0098657 | 0.0098657 | 0.0098657 | 0.014789 | 0.015279 | 0.014789 | 0.015279 | 0.014789 | 0.014798 | 0.014336 | 0.32342 | 0.091555 | 0.024587 | 0.024587 | 0.066527 | 0.024963 | 0.14946 | 0.029771 | 0.067841 | 0.013605 | 0.0054261 | 0.017239 | 0.20339 | 0.00098657 | 0.0034716 | 0.00098657 | 0.091392 | 0.00098657 | 0.00099901 | 0.027271 | 0.041706 | 0.032341 | 0.013565 | 0.013565 | 0.047247 | 0.040697 | 0 | 0.027268 | 0.055539 | 0.055079 | 0.019516 | 0.0098657 | 0.020879 | 0.22838 | 0.28227 | 0.53247 | 0.12599 | 0.0098657 | 0.0098657 | 0.0098657 | 0.014789 | 0.015279 | 0.014789 | 0.015279 | 0.014789 | 0.015279 | 0.014789 | 0.32342 | 0.091558 | 0.024587 | 0.024587 | 0.06653 | 0.024963 | 0.14946 | 0.029771 | 0.067841 | 0.013605 | 0.0054261 | 0.017239 | 0.20339 | 0.00098657 | 0.0034716 | 0.00098657 | 0.091392 | 0.00098657 | 0.00099901 | 0.027271 | 0.034946 | 0.032341 | 0.070274 | 0.035987 | 0.047179 | 0.047179 | 0 | 0.027107 | 0.055539 | 0.055079 | 0.019516 | 0.0098657 | 0.020879 | 0.22838 | 0.28227 | 0.53247 | 0.12599 | 0.0098657 | 0.0098657 | 0.0098657 | 0.014789 | 0.015279 | 0.014789 | 0.015279 | 0.014789 | 0.015091 | 0.014612 | 0.32342 | 0.089371 | 0.024587 | 0.024587 | 0.064239 | 0.024963 | 0.14662 | 0.13586 | 0.11327 |  | 6 | 0 | 0.057213 |  | 6 | 0 | 0.057137 |  | 7.6571e-05
1: synthetic rope | 0.025187 | 0.010659 | 0.00050681 | 0.45337 | 0.50875 | 0.60375 | 0.00050688 | 0.0005005 | 0.5005 | 0.0075156 | 0.00054659 | 0.00099923 | 0.0070628 | 0.51698 | 0.021873 | 0.0069695 | 0.0069695 | 0.0069695 | 0.47045 | 0 | 0.020137 | 0.51025 | 0.51025 | 0.41084 | 0.0050681 | 0.47823 | 0.6165 | 0.644 | 0.77169 | 0.56425 | 0.505 | 0.505 | 0.505 | 0.5075 | 0.50775 | 0.5075 | 0.50775 | 0.5075 | 0.0069816 | 0.0069781 | 0.665 | 0.48267 | 0.5125 | 0.5125 | 0.44972 | 0.27401 | 0.5525 | 0.50975 | 0.010659 | 0.00050681 | 0.50275 | 0.50875 | 0.60375 | 0.072241 | 0.00050688 | 0.0005005 | 0.54659 | 0.00054659 | 0.0005005 | 0.51366 | 0.0071085 | 0.010598 | 0.0069816 | 0.50688 | 0.0069816 | 0.0069816 | 0 | 0.50687 | 0.51025 | 0.51025 | 0.51 | 0.0050681 | 0.47823 | 0.6165 | 0.644 | 0.77169 | 0.56425 | 0.505 | 0.505 | 0.505 | 0.5075 | 1 | 0.5075 | 0.50775 | 0.0069781 | 0.0069816 | 0.0069781 | 0.022589 | 0.012925 | 0.012925 | 0.012925 | 0.012925 | 0.5125 | 0.018767 | 0.025187 | 0.010659 | 0.00050681 | 0.3564 | 0.50875 | 0.60375 | 0.00050688 | 0.0005005 | 0.068953 | 0.0075156 | 0.00054659 | 0.00099923 | 0.0070628 | 0.51698 | 0.021873 | 0.0069695 | 0.0069695 | 0.0069695 | 0.47045 | 0 | 0.020137 | 0.51025 | 0.51025 | 0.39189 | 0.0099294 | 0.22307 | 0.6165 | 0.644 | 0.77169 | 0.56425 | 0.505 | 0.505 | 0.37481 | 0.5075 | 0.50775 | 0.5075 | 0.50775 | 0.5075 | 0.0069816 | 0.0069781 | 0.665 | 0.44068 | 0.5125 | 0.5125 | 0.36486 | 0.27401 | 0.44721 | 0.03132 | 0.038604 | 0.013612 | 0.0027875 | 0.0069317 | 0.0082261 | 0.00050681 | 0.0025396 | 0.00050681 | 0.0074473 | 0.00050681 | 0.00099925 | 0.00051366 | 0.26214 | 0.032897 | 0.47157 | 0.013559 | 0.0069781 | 0.0069781 | 0 | 0.027268 | 0.03139 | 0.031143 | 0.019684 | 0.0098657 | 0.013686 | 0.0083998 | 0.0087745 | 0.010514 | 0.0076879 | 0.0050681 | 0.0050681 | 0.0050681 | 0.5075 | 0.50775 | 0.5075 | 0.50775 | 0.5075 | 0.015279 | 0.01479 | 0.0090606 | 0.14484 | 0.0069828 | 0.0069828 | 0.13185 | 0.024975 | 0.23431 | 0.02975 | 0.068236 | 0.013605 | 0.0054612 | 0.017375 | 0.20599 | 0.00099294 | 0.0039982 | 0.00099294 | 0.092507 | 0.00099294 | 0.000999 | 0.045067 | 0.041729 | 0.032334 | 0.0136 | 0.045178 | 0.0136 | 0.0136 | 0 | 0.027041 | 0.055862 | 0.055399 | 0.019514 | 0.0098657 | 0.020978 | 0.2313 | 0.2859 | 0.5394 | 0.12756 | 0.0099294 | 0.0099294 | 0.0099294 | 0.014894 | 0.01539 | 0.014894 | 0.01539 | 0.014894 | 0.015013 | 0.014539 | 0.32759 | 0.091852 | 0.024821 | 0.024821 | 0.066689 | 0.024963 | 0.14961 | 0.039034 | 0.017866 | 0.013605 | 0.0054261 | 0.033259 | 0.25924 | 0.00098651 | 0.00099901 | 0.00098657 | 0.091388 | 0.0020441 | 0.00099848 | 0.027271 | 0.041232 | 0.032905 | 0.013565 | 0.013565 | 0.02722 | 0.013548 | 0 | 0.027268 | 0.031056 | 0.031056 | 0.019516 | 0.0098657 | 0.027585 | 0.22838 | 0.28226 | 0.53247 | 0.12599 | 0.025477 | 0.025477 | 0.0098657 | 0.035782 | 0.043021 | 0.035782 | 0.036525 | 0.035782 | 0.015279 | 0.014789 | 0.32341 | 0.069505 | 0.024587 | 0.024587 | 0.055027 | 0.041365 | 0.13901 | 0.029771 | 0.067841 | 0.013605 | 0.0054261 | 0.017239 | 0.20339 | 0.00098657 | 0.0034716 | 0.00098657 | 0.091392 | 0.00098657 | 0.00099901 | 0.027271 | 0.034946 | 0.032341 | 0.070427 | 0.035999 | 0.047268 | 0.047268 | 0 | 0.027107 | 0.055539 | 0.055079 | 0.019516 | 0.0098657 | 0.020879 | 0.22838 | 0.28227 | 0.53247 | 0.12599 | 0.0098657 | 0.0098657 | 0.0098657 | 0.014789 | 0.015279 | 0.014789 | 0.015279 | 0.014789 | 0.015091 | 0.014612 | 0.32342 | 0.089371 | 0.024587 | 0.024587 | 0.064239 | 0.024963 | 0.14662 | 0.029771 | 0.067841 | 0.013605 | 0.0054261 | 0.017239 | 0.20339 | 0.00098657 | 0.0039804 | 0.00098657 | 0.091392 | 0.00098657 | 0.00099901 | 0.027271 | 0.041698 | 0.032341 | 0.013548 | 0.070772 | 0.013548 | 0.013548 | 0 | 0.026856 | 0.055539 | 0.055079 | 0.019516 | 0.0098657 | 0.020879 | 0.22838 | 0.28227 | 0.53247 | 0.12599 | 0.0098657 | 0.0098657 | 0.0098657 | 0.014789 | 0.015279 | 0.014789 | 0.015279 | 0.014789 | 0.014798 | 0.014336 | 0.32342 | 0.091555 | 0.024587 | 0.024587 | 0.066527 | 0.024963 | 0.14946 | 0.029771 | 0.067841 | 0.013605 | 0.0054261 | 0.017239 | 0.20339 | 0.00098657 | 0.0034716 | 0.00098657 | 0.091392 | 0.00098657 | 0.00099901 | 0.027271 | 0.041706 | 0.032341 | 0.013565 | 0.013565 | 0.047247 | 0.040697 | 0 | 0.027268 | 0.055539 | 0.055079 | 0.019516 | 0.0098657 | 0.020879 | 0.22838 | 0.28227 | 0.53247 | 0.12599 | 0.0098657 | 0.0098657 | 0.0098657 | 0.014789 | 0.015279 | 0.014789 | 0.015279 | 0.014789 | 0.015279 | 0.014789 | 0.32342 | 0.091558 | 0.024587 | 0.024587 | 0.06653 | 0.024963 | 0.14946 | 0.029771 | 0.067841 | 0.013605 | 0.0054261 | 0.017239 | 0.20339 | 0.00098657 | 0.0034716 | 0.00098657 | 0.091392 | 0.00098657 | 0.00099901 | 0.027271 | 0.034946 | 0.032341 | 0.070274 | 0.035987 | 0.047179 | 0.047179 | 0 | 0.027107 | 0.055539 | 0.055079 | 0.019516 | 0.0098657 | 0.020879 | 0.22838 | 0.28227 | 0.53247 | 0.12599 | 0.0098657 | 0.0098657 | 0.0098657 | 0.014789 | 0.015279 | 0.014789 | 0.015279 | 0.014789 | 0.015091 | 0.014612 | 0.32342 | 0.089371 | 0.024587 | 0.024587 | 0.064239 | 0.024963 | 0.14662 | 0.13693 | 0.10385 |  |  | 1 | 0.056813 |  |  | 1 | 0.056961 |  | -0.00014733
1: wire rope | 0.025187 | 0.010659 | 0.00050681 | 0.45337 | 0.50875 | 0.60375 | 0.00050688 | 0.0005005 | 0.5005 | 0.0075156 | 0.00054659 | 0.00099923 | 0.0070628 | 0.51698 | 0.021873 | 0.0069695 | 0.0069695 | 0.0069695 | 0.47045 | 0 | 0.020137 | 0.51025 | 0.51025 | 0.41084 | 0.0050681 | 0.47823 | 0.6165 | 0.644 | 0.77169 | 0.56425 | 0.505 | 0.505 | 0.505 | 0.5075 | 0.50775 | 0.5075 | 0.50775 | 0.5075 | 0.0069816 | 0.0069781 | 0.665 | 0.48267 | 0.5125 | 0.5125 | 0.44972 | 0.27401 | 0.5525 | 0.50975 | 0.010659 | 0.00050681 | 0.50275 | 0.50875 | 0.60375 | 0.072241 | 0.00050688 | 0.0005005 | 0.54659 | 0.00054659 | 0.0005005 | 0.51366 | 0.0071085 | 0.010598 | 0.0069781 | 0.50688 | 0.0069781 | 0.0069781 | 0 | 0.50687 | 0.51025 | 0.51025 | 0.51 | 0.0050681 | 0.47823 | 0.6165 | 0.644 | 0.77169 | 0.56425 | 0.505 | 0.505 | 0.505 | 0.5075 | 0.0069816 | 1 | 0.50775 | 0.0069781 | 0.0069816 | 0.0069781 | 0.022589 | 0.012925 | 0.012925 | 0.012925 | 0.012925 | 0.5125 | 0.018767 | 0.025187 | 0.010659 | 0.00050681 | 0.3564 | 0.50875 | 0.60375 | 0.00050688 | 0.0005005 | 0.068953 | 0.0075156 | 0.00054659 | 0.00099923 | 0.0070628 | 0.51698 | 0.021873 | 0.0069695 | 0.0069695 | 0.0069695 | 0.47045 | 0 | 0.020137 | 0.51025 | 0.51025 | 0.39189 | 0.0099294 | 0.22307 | 0.6165 | 0.644 | 0.77169 | 0.56425 | 0.505 | 0.505 | 0.37481 | 0.5075 | 0.50775 | 0.5075 | 0.50775 | 0.5075 | 0.0069816 | 0.0069781 | 0.665 | 0.44068 | 0.5125 | 0.5125 | 0.36486 | 0.27401 | 0.44721 | 0.03132 | 0.038604 | 0.013612 | 0.0027875 | 0.0069317 | 0.0082261 | 0.00050681 | 0.0025396 | 0.00050681 | 0.0074473 | 0.00050681 | 0.00099925 | 0.00051366 | 0.26214 | 0.032897 | 0.47157 | 0.013559 | 0.0069781 | 0.0069781 | 0 | 0.027268 | 0.03139 | 0.031143 | 0.019684 | 0.0098657 | 0.013686 | 0.0083998 | 0.0087745 | 0.010514 | 0.0076879 | 0.0050681 | 0.0050681 | 0.0050681 | 0.5075 | 0.50775 | 0.5075 | 0.50775 | 0.5075 | 0.015279 | 0.01479 | 0.0090606 | 0.14484 | 0.0069828 | 0.0069828 | 0.13185 | 0.024975 | 0.23431 | 0.02975 | 0.068236 | 0.013605 | 0.0054612 | 0.017375 | 0.20599 | 0.00099294 | 0.0039982 | 0.00099294 | 0.092507 | 0.00099294 | 0.000999 | 0.045067 | 0.041729 | 0.032334 | 0.0136 | 0.045178 | 0.0136 | 0.0136 | 0 | 0.027041 | 0.055862 | 0.055399 | 0.019514 | 0.0098657 | 0.020978 | 0.2313 | 0.2859 | 0.5394 | 0.12756 | 0.0099294 | 0.0099294 | 0.0099294 | 0.014894 | 0.01539 | 0.014894 | 0.01539 | 0.014894 | 0.015013 | 0.014539 | 0.32759 | 0.091852 | 0.024821 | 0.024821 | 0.066689 | 0.024963 | 0.14961 | 0.039034 | 0.017866 | 0.013605 | 0.0054261 | 0.033259 | 0.25924 | 0.00098651 | 0.00099901 | 0.00098657 | 0.091388 | 0.0020441 | 0.00099848 | 0.027271 | 0.041232 | 0.032905 | 0.013565 | 0.013565 | 0.02722 | 0.013548 | 0 | 0.027268 | 0.031056 | 0.031056 | 0.019516 | 0.0098657 | 0.027585 | 0.22838 | 0.28226 | 0.53247 | 0.12599 | 0.025477 | 0.025477 | 0.0098657 | 0.035782 | 0.043021 | 0.035782 | 0.036525 | 0.035782 | 0.015279 | 0.014789 | 0.32341 | 0.069505 | 0.024587 | 0.024587 | 0.055027 | 0.041365 | 0.13901 | 0.029771 | 0.067841 | 0.013605 | 0.0054261 | 0.017239 | 0.20339 | 0.00098657 | 0.0034716 | 0.00098657 | 0.091392 | 0.00098657 | 0.00099901 | 0.027271 | 0.034946 | 0.032341 | 0.070427 | 0.035999 | 0.047268 | 0.047268 | 0 | 0.027107 | 0.055539 | 0.055079 | 0.019516 | 0.0098657 | 0.020879 | 0.22838 | 0.28227 | 0.53247 | 0.12599 | 0.0098657 | 0.0098657 | 0.0098657 | 0.014789 | 0.015279 | 0.014789 | 0.015279 | 0.014789 | 0.015091 | 0.014612 | 0.32342 | 0.089371 | 0.024587 | 0.024587 | 0.064239 | 0.024963 | 0.14662 | 0.029771 | 0.067841 | 0.013605 | 0.0054261 | 0.017239 | 0.20339 | 0.00098657 | 0.0039804 | 0.00098657 | 0.091392 | 0.00098657 | 0.00099901 | 0.027271 | 0.041698 | 0.032341 | 0.013548 | 0.070772 | 0.013548 | 0.013548 | 0 | 0.026856 | 0.055539 | 0.055079 | 0.019516 | 0.0098657 | 0.020879 | 0.22838 | 0.28227 | 0.53247 | 0.12599 | 0.0098657 | 0.0098657 | 0.0098657 | 0.014789 | 0.015279 | 0.014789 | 0.015279 | 0.014789 | 0.014798 | 0.014336 | 0.32342 | 0.091555 | 0.024587 | 0.024587 | 0.066527 | 0.024963 | 0.14946 | 0.029771 | 0.067841 | 0.013605 | 0.0054261 | 0.017239 | 0.20339 | 0.00098657 | 0.0034716 | 0.00098657 | 0.091392 | 0.00098657 | 0.00099901 | 0.027271 | 0.041706 | 0.032341 | 0.013565 | 0.013565 | 0.047247 | 0.040697 | 0 | 0.027268 | 0.055539 | 0.055079 | 0.019516 | 0.0098657 | 0.020879 | 0.22838 | 0.28227 | 0.53247 | 0.12599 | 0.0098657 | 0.0098657 | 0.0098657 | 0.014789 | 0.015279 | 0.014789 | 0.015279 | 0.014789 | 0.015279 | 0.014789 | 0.32342 | 0.091558 | 0.024587 | 0.024587 | 0.06653 | 0.024963 | 0.14946 | 0.029771 | 0.067841 | 0.013605 | 0.0054261 | 0.017239 | 0.20339 | 0.00098657 | 0.0034716 | 0.00098657 | 0.091392 | 0.00098657 | 0.00099901 | 0.027271 | 0.034946 | 0.032341 | 0.070274 | 0.035987 | 0.047179 | 0.047179 | 0 | 0.027107 | 0.055539 | 0.055079 | 0.019516 | 0.0098657 | 0.020879 | 0.22838 | 0.28227 | 0.53247 | 0.12599 | 0.0098657 | 0.0098657 | 0.0098657 | 0.014789 | 0.015279 | 0.014789 | 0.015279 | 0.014789 | 0.015091 | 0.014612 | 0.32342 | 0.089371 | 0.024587 | 0.024587 | 0.064239 | 0.024963 | 0.14662 | 0.13586 | 0.11327 |  |  | 2 | 0.057518 |  |  | 2 | 0.057441 |  | 7.6883e-05
1: connectors | 0.025187 | 0.010659 | 0.00050681 | 0.45337 | 0.50875 | 0.60375 | 0.00050688 | 0.0005005 | 0.5005 | 0.0075156 | 0.00054659 | 0.00099923 | 0.0070628 | 0.51698 | 0.021873 | 0.0069695 | 0.0069695 | 0.0069695 | 0.47045 | 0 | 0.020137 | 0.51025 | 0.51025 | 0.41084 | 0.0050681 | 0.47823 | 0.6165 | 0.644 | 0.77169 | 0.56425 | 0.505 | 0.505 | 0.505 | 0.5075 | 0.50775 | 0.5075 | 0.50775 | 0.5075 | 0.0069816 | 0.0069781 | 0.665 | 0.48267 | 0.5125 | 0.5125 | 0.44972 | 0.27401 | 0.5525 | 0.50975 | 0.010659 | 0.00050681 | 0.50275 | 0.50875 | 0.60375 | 0.072241 | 0.00050688 | 0.0005005 | 0.54659 | 0.00054659 | 0.0005005 | 0.51366 | 0.0071085 | 0.010598 | 0.0069816 | 0.50688 | 0.0069816 | 0.0069816 | 0 | 0.50687 | 0.51025 | 0.51025 | 0.51 | 0.0050681 | 0.47823 | 0.6165 | 0.644 | 0.77169 | 0.56425 | 0.505 | 0.505 | 0.505 | 0.5075 | 0.0069816 | 0.5075 | 1 | 0.0069781 | 0.0069816 | 0.0069781 | 0.022589 | 0.012925 | 0.012925 | 0.012925 | 0.012925 | 0.5125 | 0.018767 | 0.025187 | 0.010659 | 0.00050681 | 0.3564 | 0.50875 | 0.60375 | 0.00050688 | 0.0005005 | 0.068953 | 0.0075156 | 0.00054659 | 0.00099923 | 0.0070628 | 0.51698 | 0.021873 | 0.0069695 | 0.0069695 | 0.0069695 | 0.47045 | 0 | 0.020137 | 0.51025 | 0.51025 | 0.39189 | 0.0099294 | 0.22307 | 0.6165 | 0.644 | 0.77169 | 0.56425 | 0.505 | 0.505 | 0.37481 | 0.5075 | 0.50775 | 0.5075 | 0.50775 | 0.5075 | 0.0069816 | 0.0069781 | 0.665 | 0.44068 | 0.5125 | 0.5125 | 0.36486 | 0.27401 | 0.44721 | 0.03132 | 0.038604 | 0.013612 | 0.0027875 | 0.0069317 | 0.0082261 | 0.00050681 | 0.0025396 | 0.00050681 | 0.0074473 | 0.00050681 | 0.00099925 | 0.00051366 | 0.26214 | 0.032897 | 0.47157 | 0.013559 | 0.0069781 | 0.0069781 | 0 | 0.027268 | 0.03139 | 0.031143 | 0.019684 | 0.0098657 | 0.013686 | 0.0083998 | 0.0087745 | 0.010514 | 0.0076879 | 0.0050681 | 0.0050681 | 0.0050681 | 0.5075 | 0.50775 | 0.5075 | 0.50775 | 0.5075 | 0.015279 | 0.01479 | 0.0090606 | 0.14484 | 0.0069828 | 0.0069828 | 0.13185 | 0.024975 | 0.23431 | 0.02975 | 0.068236 | 0.013605 | 0.0054612 | 0.017375 | 0.20599 | 0.00099294 | 0.0039982 | 0.00099294 | 0.092507 | 0.00099294 | 0.000999 | 0.045067 | 0.041729 | 0.032334 | 0.0136 | 0.045178 | 0.0136 | 0.0136 | 0 | 0.027041 | 0.055862 | 0.055399 | 0.019514 | 0.0098657 | 0.020978 | 0.2313 | 0.2859 | 0.5394 | 0.12756 | 0.0099294 | 0.0099294 | 0.0099294 | 0.014894 | 0.01539 | 0.014894 | 0.01539 | 0.014894 | 0.015013 | 0.014539 | 0.32759 | 0.091852 | 0.024821 | 0.024821 | 0.066689 | 0.024963 | 0.14961 | 0.039034 | 0.017866 | 0.013605 | 0.0054261 | 0.033259 | 0.25924 | 0.00098651 | 0.00099901 | 0.00098657 | 0.091388 | 0.0020441 | 0.00099848 | 0.027271 | 0.041232 | 0.032905 | 0.013565 | 0.013565 | 0.02722 | 0.013548 | 0 | 0.027268 | 0.031056 | 0.031056 | 0.019516 | 0.0098657 | 0.027585 | 0.22838 | 0.28226 | 0.53247 | 0.12599 | 0.025477 | 0.025477 | 0.0098657 | 0.035782 | 0.043021 | 0.035782 | 0.036525 | 0.035782 | 0.015279 | 0.014789 | 0.32341 | 0.069505 | 0.024587 | 0.024587 | 0.055027 | 0.041365 | 0.13901 | 0.029771 | 0.067841 | 0.013605 | 0.0054261 | 0.017239 | 0.20339 | 0.00098657 | 0.0034716 | 0.00098657 | 0.091392 | 0.00098657 | 0.00099901 | 0.027271 | 0.034946 | 0.032341 | 0.070427 | 0.035999 | 0.047268 | 0.047268 | 0 | 0.027107 | 0.055539 | 0.055079 | 0.019516 | 0.0098657 | 0.020879 | 0.22838 | 0.28227 | 0.53247 | 0.12599 | 0.0098657 | 0.0098657 | 0.0098657 | 0.014789 | 0.015279 | 0.014789 | 0.015279 | 0.014789 | 0.015091 | 0.014612 | 0.32342 | 0.089371 | 0.024587 | 0.024587 | 0.064239 | 0.024963 | 0.14662 | 0.029771 | 0.067841 | 0.013605 | 0.0054261 | 0.017239 | 0.20339 | 0.00098657 | 0.0039804 | 0.00098657 | 0.091392 | 0.00098657 | 0.00099901 | 0.027271 | 0.041698 | 0.032341 | 0.013548 | 0.070772 | 0.013548 | 0.013548 | 0 | 0.026856 | 0.055539 | 0.055079 | 0.019516 | 0.0098657 | 0.020879 | 0.22838 | 0.28227 | 0.53247 | 0.12599 | 0.0098657 | 0.0098657 | 0.0098657 | 0.014789 | 0.015279 | 0.014789 | 0.015279 | 0.014789 | 0.014798 | 0.014336 | 0.32342 | 0.091555 | 0.024587 | 0.024587 | 0.066527 | 0.024963 | 0.14946 | 0.029771 | 0.067841 | 0.013605 | 0.0054261 | 0.017239 | 0.20339 | 0.00098657 | 0.0034716 | 0.00098657 | 0.091392 | 0.00098657 | 0.00099901 | 0.027271 | 0.041706 | 0.032341 | 0.013565 | 0.013565 | 0.047247 | 0.040697 | 0 | 0.027268 | 0.055539 | 0.055079 | 0.019516 | 0.0098657 | 0.020879 | 0.22838 | 0.28227 | 0.53247 | 0.12599 | 0.0098657 | 0.0098657 | 0.0098657 | 0.014789 | 0.015279 | 0.014789 | 0.015279 | 0.014789 | 0.015279 | 0.014789 | 0.32342 | 0.091558 | 0.024587 | 0.024587 | 0.06653 | 0.024963 | 0.14946 | 0.029771 | 0.067841 | 0.013605 | 0.0054261 | 0.017239 | 0.20339 | 0.00098657 | 0.0034716 | 0.00098657 | 0.091392 | 0.00098657 | 0.00099901 | 0.027271 | 0.034946 | 0.032341 | 0.070274 | 0.035987 | 0.047179 | 0.047179 | 0 | 0.027107 | 0.055539 | 0.055079 | 0.019516 | 0.0098657 | 0.020879 | 0.22838 | 0.28227 | 0.53247 | 0.12599 | 0.0098657 | 0.0098657 | 0.0098657 | 0.014789 | 0.015279 | 0.014789 | 0.015279 | 0.014789 | 0.015091 | 0.014612 | 0.32342 | 0.089371 | 0.024587 | 0.024587 | 0.064239 | 0.024963 | 0.14662 | 0.13586 | 0.11393 |  |  | 3 | 0.055686 |  |  | 3 | 0.048794 |  | 0.0068923
1: clump weights or floats | 0.03664 | 0.010659 | 0.00050681 | 0.0027875 | 0.50875 | 0.60375 | 0.00050688 | 0.0005005 | 0.00050681 | 0.0075156 | 0.00054659 | 0.00099923 | 0.0070628 | 0.51698 | 0.021873 | 0.0069695 | 0.0069695 | 0.0069695 |  | 0 | 0.020137 | 0.51025 | 0.51025 | 0.019684 | 0.0099294 | 0.22307 | 0.0083998 | 0.0087745 | 0.010514 | 0.0076879 | 0.505 | 0.505 | 0.0050681 | 0.5075 | 0.50775 | 0.5075 | 0.50775 | 0.5075 | 0.0069816 | 0.0069781 | 0.0090606 | 0.44068 | 0.0069828 | 0.0069828 | 0.36486 | 0.27401 | 0.44721 | 0.39259 | 0.50975 | 0.00050681 | 0.0027775 | 0.50875 | 0.60375 | 0.00050688 | 0.19583 | 0.000505 | 0.0075156 | 0.5005 | 0.00074975 | 0.0070628 | 0.0071085 | 0.51698 | 0.0069781 | 0.0069781 | 0.0069695 | 0.50687 | 0 | 0.50687 | 0.010598 | 0.010598 | 0.51 | 0.0050681 | 0.2577 | 0.0033908 | 0.003542 | 0.0042443 | 0.0031034 | 0.0050688 | 0.0050688 | 0.0027775 | 0.0069781 | 0.50775 | 0.0069781 | 0.0069816 | 1 | 0.0069816 | 0.0069781 | 0.022589 | 0.012925 | 0.012925 | 0.012925 | 0.012925 | 0.010506 | 0.018767 | 0.03664 | 0.010659 | 0.00050681 | 0.0027875 | 0.50875 | 0.60375 | 0.00051025 | 0.0005005 | 0.00050681 | 0.0075156 | 0.00054659 | 0.00099923 | 0.0070628 | 0.51698 | 0.021873 | 0.0069695 | 0.0069695 | 0.0069695 |  | 0 | 0.020137 | 0.51025 | 0.51025 | 0.019684 | 0.0099294 | 0.22307 | 0.0083998 | 0.0087745 | 0.010514 | 0.0076879 | 0.505 | 0.505 | 0.0050681 | 0.5075 | 0.50775 | 0.5075 | 0.50775 | 0.5075 | 0.0069816 | 0.0069781 | 0.0090606 | 0.44068 | 0.0069828 | 0.0069828 | 0.36486 | 0.27401 | 0.44721 | 0.063883 | 0.014255 | 0.012671 | 0.0027875 | 0.50875 | 0.60375 | 0.072241 | 0.00050688 | 0.03745 | 0.54659 | 0.054649 | 0.00097223 | 0.51366 | 0.0071085 | 0.031081 | 0.0069781 | 0.50688 | 0.0069781 | 0.0069781 | 0 | 0.023708 | 0.11028 | 0.11028 | 0.24851 | 0.0098702 | 0.22307 | 0.0083998 | 0.0087745 | 0.010514 | 0.0076879 | 0.47986 | 0.47986 | 0.0050681 | 0.5075 | 0.0069816 | 0.5075 | 0.50775 | 0.0069781 | 0.01113 | 0.010883 | 0.665 | 0.024493 | 0.5125 | 0.5125 | 0.024493 | 0.10269 | 0.10262 | 0.029238 | 0.018532 | 0.013612 | 0.012142 | 0.019286 | 0.22131 | 0.00050688 | 0.00099925 | 0.0027078 | 0.0075156 | 0.00095035 | 0.00099903 | 0.0070628 | 0.037821 | 0.033101 | 0.0069695 | 0.0069695 | 0.013609 | 0.068665 | 0 | 0.027316 | 0.022548 | 0.022548 | 0.094749 | 0.0098657 | 0.021944 | 0.2493 | 0.30422 | 0.55921 | 0.14496 | 0.01354 | 0.01354 | 0.015717 | 0.02058 | 0.024609 | 0.02058 | 0.021149 | 0.02058 | 0.015335 | 0.014842 | 0.37185 | 0.060511 | 0.067586 | 0.067586 | 0.049815 | 0.036707 | 0.1339 | 0.029769 | 0.067869 | 0.013605 | 0.0054286 | 0.017248 | 0.20358 | 0.00098702 | 0.0039836 | 0.00098702 | 0.091472 | 0.00098702 | 0.00099901 | 0.027284 | 0.047528 | 0.032341 | 0.025639 | 0.013385 | 0.013574 | 0.013574 | 0 | 0.02727 | 0.055562 | 0.055102 | 0.019516 | 0.0098657 | 0.020886 | 0.22859 | 0.28252 | 0.53297 | 0.1261 | 0.0098702 | 0.0098702 | 0.0098702 | 0.02874 | 0.029487 | 0.02874 | 0.029487 | 0.02874 | 0.015281 | 0.014791 | 0.32371 | 0.093461 | 0.024604 | 0.024604 | 0.068514 | 0.024963 | 0.15192 | 0.029771 | 0.067841 | 0.013605 | 0.0054261 | 0.017239 | 0.20339 | 0.00098657 | 0.0039804 | 0.00098657 | 0.091392 | 0.00098657 | 0.00099901 | 0.048124 | 0.041697 | 0.032341 | 0.013548 | 0.04807 | 0.013548 | 0.013548 | 0 | 0.02702 | 0.055539 | 0.055079 | 0.019516 | 0.0098657 | 0.020879 | 0.22838 | 0.28226 | 0.53247 | 0.12599 | 0.0098657 | 0.0098657 | 0.0098657 | 0.014789 | 0.015279 | 0.014789 | 0.015279 | 0.014789 | 0.014989 | 0.014516 | 0.32341 | 0.091555 | 0.024587 | 0.024587 | 0.066527 | 0.024963 | 0.14946 | 0.039034 | 0.017866 | 0.013605 | 0.0054261 | 0.033257 | 0.25924 | 0.00098654 | 0.00099901 | 0.00098657 | 0.091392 | 0.0020439 | 0.00099848 | 0.027271 | 0.041232 | 0.032905 | 0.013565 | 0.013565 | 0.027221 | 0.013548 | 0 | 0.027268 | 0.031056 | 0.031056 | 0.019516 | 0.0098657 | 0.027584 | 0.22838 | 0.28227 | 0.53247 | 0.12599 | 0.025475 | 0.025475 | 0.0098657 | 0.035779 | 0.043019 | 0.035779 | 0.036522 | 0.035779 | 0.015279 | 0.014789 | 0.32342 | 0.069506 | 0.024587 | 0.024587 | 0.055028 | 0.041365 | 0.13901 | 0.029771 | 0.067841 | 0.013605 | 0.0054261 | 0.017239 | 0.20339 | 0.00098657 | 0.0034716 | 0.00098657 | 0.091392 | 0.00098657 | 0.00099901 | 0.027271 | 0.034946 | 0.032341 | 0.070417 | 0.035999 | 0.047258 | 0.047258 | 0 | 0.027107 | 0.055539 | 0.055079 | 0.019516 | 0.0098657 | 0.020879 | 0.22838 | 0.28227 | 0.53247 | 0.12599 | 0.0098657 | 0.0098657 | 0.0098657 | 0.014789 | 0.015279 | 0.014789 | 0.015279 | 0.014789 | 0.015091 | 0.014612 | 0.32342 | 0.089371 | 0.024587 | 0.024587 | 0.064239 | 0.024963 | 0.14662 | 0.029771 | 0.067841 | 0.013605 | 0.0054261 | 0.017239 | 0.20339 | 0.00098657 | 0.0039804 | 0.00098657 | 0.091392 | 0.00098657 | 0.00099901 | 0.027271 | 0.041698 | 0.032341 | 0.013548 | 0.070768 | 0.013548 | 0.013548 | 0 | 0.026856 | 0.055539 | 0.055079 | 0.019516 | 0.0098657 | 0.020879 | 0.22838 | 0.28227 | 0.53247 | 0.12599 | 0.0098657 | 0.0098657 | 0.0098657 | 0.014789 | 0.015279 | 0.014789 | 0.015279 | 0.014789 | 0.014798 | 0.014336 | 0.32342 | 0.091555 | 0.024587 | 0.024587 | 0.066527 | 0.024963 | 0.14946 | 0.10402 | 0.10141 |  |  | 4 | 0.073333 |  |  | 4 | 0.090127 |  | -0.016794
1: single anchor | 0.025187 | 0.010659 | 0.00050681 | 0.45337 | 0.50875 | 0.60375 | 0.00050688 | 0.0005005 | 0.10918 | 0.0075156 | 0.00054659 | 0.00099923 | 0.0070628 | 0.51698 | 0.021873 | 0.0069695 | 0.0069695 | 0.0069695 | 0.47045 | 0 | 0.020137 | 0.51025 | 0.51025 | 0.39189 | 0.0050681 | 0.47823 | 0.6165 | 0.644 | 0.77169 | 0.56425 | 0.505 | 0.505 | 0.505 | 0.5075 | 0.50775 | 0.5075 | 0.50775 | 0.5075 | 0.0069816 | 0.0069781 | 0.665 | 0.44068 | 0.5125 | 0.5125 | 0.36486 | 0.27401 | 0.44721 | 0.50975 | 0.010659 | 0.00050681 | 0.50275 | 0.50875 | 0.60375 | 0.072241 | 0.00050688 | 0.0005005 | 0.54659 | 0.00054659 | 0.0005005 | 0.51366 | 0.0071085 | 0.0071085 | 0.0069816 | 0.50688 | 0.0069816 | 0.0069816 | 0 | 0.0069816 | 0.51025 | 0.51025 | 0.51 | 0.0050681 | 0.47823 | 0.6165 | 0.644 | 0.77169 | 0.56425 | 0.505 | 0.505 | 0.505 | 0.5075 | 0.0069816 | 0.5075 | 0.50775 | 0.0069781 | 1 | 0.0069781 | 0.022589 | 0.5125 | 0.5125 | 0.5125 | 0.5125 | 0.5125 | 0.5525 | 0.025187 | 0.010659 | 0.00050681 | 0.3564 | 0.50875 | 0.60375 | 0.00050688 | 0.0005005 | 0.068953 | 0.0075156 | 0.00054659 | 0.00099923 | 0.0070628 | 0.51698 | 0.021873 | 0.0069695 | 0.0069695 | 0.0069695 | 0.47045 | 0 | 0.020137 | 0.51025 | 0.51025 | 0.39189 | 0.0099294 | 0.22307 | 0.6165 | 0.644 | 0.77169 | 0.56425 | 0.505 | 0.505 | 0.37481 | 0.5075 | 0.50775 | 0.5075 | 0.50775 | 0.5075 | 0.0069816 | 0.0069781 | 0.665 | 0.44068 | 0.5125 | 0.5125 | 0.36486 | 0.27401 | 0.44721 | 0.03132 | 0.038604 | 0.013612 | 0.0027875 | 0.0069317 | 0.0082261 | 0.00050681 | 0.0025396 | 0.00050681 | 0.0074473 | 0.00050681 | 0.00099925 | 0.00051366 | 0.26214 | 0.032897 | 0.47157 | 0.013559 | 0.0069781 | 0.0069781 | 0 | 0.027268 | 0.03139 | 0.031143 | 0.019684 | 0.0098657 | 0.013686 | 0.0083998 | 0.0087745 | 0.010514 | 0.0076879 | 0.0050681 | 0.0050681 | 0.0050681 | 0.5075 | 0.50775 | 0.5075 | 0.50775 | 0.5075 | 0.015279 | 0.01479 | 0.0090606 | 0.14484 | 0.0069828 | 0.0069828 | 0.13185 | 0.024975 | 0.23431 | 0.02975 | 0.068236 | 0.013605 | 0.0054612 | 0.017375 | 0.20599 | 0.00099294 | 0.0039982 | 0.00099294 | 0.092507 | 0.00099294 | 0.000999 | 0.045067 | 0.041729 | 0.032334 | 0.0136 | 0.045178 | 0.0136 | 0.0136 | 0 | 0.027041 | 0.055862 | 0.055399 | 0.019514 | 0.0098657 | 0.020978 | 0.2313 | 0.2859 | 0.5394 | 0.12756 | 0.0099294 | 0.0099294 | 0.0099294 | 0.014894 | 0.01539 | 0.014894 | 0.01539 | 0.014894 | 0.015013 | 0.014539 | 0.32759 | 0.091852 | 0.024821 | 0.024821 | 0.066689 | 0.024963 | 0.14961 | 0.039034 | 0.017866 | 0.013605 | 0.0054261 | 0.033259 | 0.25924 | 0.00098651 | 0.00099901 | 0.00098657 | 0.091388 | 0.0020441 | 0.00099848 | 0.027271 | 0.041232 | 0.032905 | 0.013565 | 0.013565 | 0.02722 | 0.013548 | 0 | 0.027268 | 0.031056 | 0.031056 | 0.019516 | 0.0098657 | 0.027585 | 0.22838 | 0.28226 | 0.53247 | 0.12599 | 0.025477 | 0.025477 | 0.0098657 | 0.035782 | 0.043021 | 0.035782 | 0.036525 | 0.035782 | 0.015279 | 0.014789 | 0.32341 | 0.069505 | 0.024587 | 0.024587 | 0.055027 | 0.041365 | 0.13901 | 0.029771 | 0.067841 | 0.013605 | 0.0054261 | 0.017239 | 0.20339 | 0.00098657 | 0.0034716 | 0.00098657 | 0.091392 | 0.00098657 | 0.00099901 | 0.027271 | 0.034946 | 0.032341 | 0.070427 | 0.035999 | 0.047268 | 0.047268 | 0 | 0.027107 | 0.055539 | 0.055079 | 0.019516 | 0.0098657 | 0.020879 | 0.22838 | 0.28227 | 0.53247 | 0.12599 | 0.0098657 | 0.0098657 | 0.0098657 | 0.014789 | 0.015279 | 0.014789 | 0.015279 | 0.014789 | 0.015091 | 0.014612 | 0.32342 | 0.089371 | 0.024587 | 0.024587 | 0.064239 | 0.024963 | 0.14662 | 0.029771 | 0.067841 | 0.013605 | 0.0054261 | 0.017239 | 0.20339 | 0.00098657 | 0.0039804 | 0.00098657 | 0.091392 | 0.00098657 | 0.00099901 | 0.027271 | 0.041698 | 0.032341 | 0.013548 | 0.070772 | 0.013548 | 0.013548 | 0 | 0.026856 | 0.055539 | 0.055079 | 0.019516 | 0.0098657 | 0.020879 | 0.22838 | 0.28227 | 0.53247 | 0.12599 | 0.0098657 | 0.0098657 | 0.0098657 | 0.014789 | 0.015279 | 0.014789 | 0.015279 | 0.014789 | 0.014798 | 0.014336 | 0.32342 | 0.091555 | 0.024587 | 0.024587 | 0.066527 | 0.024963 | 0.14946 | 0.029771 | 0.067841 | 0.013605 | 0.0054261 | 0.017239 | 0.20339 | 0.00098657 | 0.0034716 | 0.00098657 | 0.091392 | 0.00098657 | 0.00099901 | 0.027271 | 0.041706 | 0.032341 | 0.013565 | 0.013565 | 0.047247 | 0.040697 | 0 | 0.027268 | 0.055539 | 0.055079 | 0.019516 | 0.0098657 | 0.020879 | 0.22838 | 0.28227 | 0.53247 | 0.12599 | 0.0098657 | 0.0098657 | 0.0098657 | 0.014789 | 0.015279 | 0.014789 | 0.015279 | 0.014789 | 0.015279 | 0.014789 | 0.32342 | 0.091558 | 0.024587 | 0.024587 | 0.06653 | 0.024963 | 0.14946 | 0.029771 | 0.067841 | 0.013605 | 0.0054261 | 0.017239 | 0.20339 | 0.00098657 | 0.0034716 | 0.00098657 | 0.091392 | 0.00098657 | 0.00099901 | 0.027271 | 0.034946 | 0.032341 | 0.070274 | 0.035987 | 0.047179 | 0.047179 | 0 | 0.027107 | 0.055539 | 0.055079 | 0.019516 | 0.0098657 | 0.020879 | 0.22838 | 0.28227 | 0.53247 | 0.12599 | 0.0098657 | 0.0098657 | 0.0098657 | 0.014789 | 0.015279 | 0.014789 | 0.015279 | 0.014789 | 0.015091 | 0.014612 | 0.32342 | 0.089371 | 0.024587 | 0.024587 | 0.064239 | 0.024963 | 0.14662 | 0.13988 | 0.014547 |  |  | 5 | 0.15054 |  |  | 5 | 0.1816 |  | -0.031059
1: shared anchor | 0.025187 | 0.010659 | 0.00050681 | 0.14466 | 0.50875 | 0.60375 | 0.00050688 | 0.0005005 | 0.02655 | 0.0075156 | 0.00054659 | 0.00099923 | 0.0070628 | 0.51698 | 0.021873 | 0.0069695 | 0.0069695 | 0.0069695 | 0.47045 | 0 | 0.020137 | 0.51025 | 0.51025 | 0.37714 | 0.0099294 | 0.22307 | 0.24129 | 0.2968 | 0.55457 | 0.13581 | 0.505 | 0.505 | 0.010746 | 0.5075 | 0.50775 | 0.5075 | 0.50775 | 0.5075 | 0.0069816 | 0.0069781 | 0.62755 | 0.44068 | 0.44131 | 0.44131 | 0.36486 | 0.27401 | 0.44721 | 0.025187 | 0.010659 | 0.00050681 | 0.14407 | 0.50875 | 0.60375 | 0.072241 | 0.00050688 | 0.0005005 | 0.54659 | 0.00054659 | 0.00099923 | 0.51366 | 0.0071085 | 0.0071085 | 0.0069781 | 0.50688 | 0.0069781 | 0.0069781 | 0 | 0.0069781 | 0.51025 | 0.51025 | 0.38891 | 0.0099294 | 0.22307 | 0.24064 | 0.29606 | 0.5534 | 0.13534 | 0.505 | 0.505 | 0.010526 | 0.5075 | 0.0069816 | 0.5075 | 0.50775 | 0.0069781 | 0.0069816 | 1 | 0.022589 | 0.5125 | 0.5125 | 0.5125 | 0.5125 | 0.5125 | 0.5525 | 0.025187 | 0.010659 | 0.00050681 | 0.14466 | 0.50875 | 0.60375 | 0.00050688 | 0.0005005 | 0.02655 | 0.0075156 | 0.00054659 | 0.00099923 | 0.0070628 | 0.51698 | 0.021873 | 0.0069695 | 0.0069695 | 0.0069695 | 0.47045 | 0 | 0.020137 | 0.51025 | 0.51025 | 0.37714 | 0.0099294 | 0.22307 | 0.24129 | 0.2968 | 0.55457 | 0.13581 | 0.505 | 0.505 | 0.010746 | 0.5075 | 0.50775 | 0.5075 | 0.50775 | 0.5075 | 0.0069816 | 0.0069781 | 0.62755 | 0.44068 | 0.44131 | 0.44131 | 0.36486 | 0.27401 | 0.44721 | 0.025187 | 0.010659 | 0.00050681 | 0.14407 | 0.50875 | 0.60375 | 0.072241 | 0.00050688 | 0.0005005 | 0.54659 | 0.00054659 | 0.00099923 | 0.51366 | 0.0071085 | 0.021873 | 0.0069781 | 0.50688 | 0.0069781 | 0.0069781 | 0 | 0.020137 | 0.51025 | 0.51025 | 0.033685 | 0.0099294 | 0.22307 | 0.24129 | 0.2968 | 0.55457 | 0.13581 | 0.505 | 0.505 | 0.010746 | 0.5075 | 0.0069816 | 0.5075 | 0.50775 | 0.0069781 | 0.0069816 | 0.0069781 | 0.022589 | 0.012925 | 0.012925 | 0.012925 | 0.012925 | 0.27401 | 0.018767 | 0.025187 | 0.010659 | 0.00050681 | 0.14466 | 0.50875 | 0.60375 | 0.00050688 | 0.0005005 | 0.02655 | 0.0075156 | 0.00054659 | 0.00099923 | 0.0070628 | 0.51698 | 0.021873 | 0.0069695 | 0.0069695 | 0.0069695 | 0.47121 | 0 | 0.020137 | 0.51025 | 0.51025 | 0.37714 | 0.0099294 | 0.22307 | 0.24129 | 0.2968 | 0.55457 | 0.13581 | 0.505 | 0.505 | 0.010746 | 0.5075 | 0.50775 | 0.5075 | 0.50775 | 0.5075 | 0.0069816 | 0.0069781 | 0.62755 | 0.44068 | 0.44131 | 0.44131 | 0.36486 | 0.27401 | 0.44721 | 0.02975 | 0.068236 | 0.013605 | 0.0054612 | 0.017375 | 0.20599 | 0.00099294 | 0.0039994 | 0.00099294 | 0.092507 | 0.00099294 | 0.000999 | 0.00051366 | 0.043523 | 0.032334 | 0.017315 | 0.013559 | 0.0136 | 0.0136 | 0 | 0.027268 | 0.055862 | 0.055399 | 0.019514 | 0.0098657 | 0.020978 | 0.2313 | 0.2859 | 0.5394 | 0.12756 | 0.0099294 | 0.0099294 | 0.0099294 | 0.015651 | 0.016164 | 0.015651 | 0.016164 | 0.015651 | 0.015279 | 0.01479 | 0.32759 | 0.092432 | 0.024821 | 0.024821 | 0.067297 | 0.024963 | 0.15036 | 0.02975 | 0.068236 | 0.013605 | 0.0054612 | 0.017375 | 0.20599 | 0.00099294 | 0.0039982 | 0.00099294 | 0.092507 | 0.00099294 | 0.000999 | 0.048192 | 0.041729 | 0.032334 | 0.0136 | 0.048257 | 0.0136 | 0.0136 | 0 | 0.027018 | 0.055862 | 0.055399 | 0.019514 | 0.0098657 | 0.020978 | 0.2313 | 0.2859 | 0.5394 | 0.12756 | 0.0099294 | 0.0099294 | 0.0099294 | 0.014894 | 0.01539 | 0.014894 | 0.01539 | 0.014894 | 0.014988 | 0.014515 | 0.32759 | 0.091852 | 0.024821 | 0.024821 | 0.066689 | 0.024963 | 0.14961 | 0.039034 | 0.017866 | 0.013605 | 0.0054261 | 0.033256 | 0.25924 | 0.00098651 | 0.00099901 | 0.00098657 | 0.091388 | 0.0020439 | 0.00099848 | 0.027271 | 0.041232 | 0.032905 | 0.013565 | 0.013565 | 0.02722 | 0.013548 | 0 | 0.027268 | 0.031056 | 0.031056 | 0.019516 | 0.0098657 | 0.027583 | 0.22838 | 0.28227 | 0.53247 | 0.12599 | 0.025474 | 0.025474 | 0.0098657 | 0.035779 | 0.043018 | 0.035779 | 0.036522 | 0.035779 | 0.015279 | 0.014789 | 0.32342 | 0.069505 | 0.024587 | 0.024587 | 0.055027 | 0.041364 | 0.13901 | 0.029771 | 0.067841 | 0.013605 | 0.0054261 | 0.017239 | 0.20339 | 0.00098657 | 0.0034716 | 0.00098657 | 0.091392 | 0.00098657 | 0.00099901 | 0.027271 | 0.034946 | 0.032341 | 0.070417 | 0.035999 | 0.047257 | 0.047257 | 0 | 0.027107 | 0.055539 | 0.055079 | 0.019516 | 0.0098657 | 0.020879 | 0.22838 | 0.28227 | 0.53247 | 0.12599 | 0.0098657 | 0.0098657 | 0.0098657 | 0.014789 | 0.015279 | 0.014789 | 0.015279 | 0.014789 | 0.015091 | 0.014612 | 0.32342 | 0.089371 | 0.024587 | 0.024587 | 0.064239 | 0.024963 | 0.14662 | 0.029771 | 0.067841 | 0.013605 | 0.0054261 | 0.017239 | 0.20339 | 0.00098657 | 0.0039804 | 0.00098657 | 0.091392 | 0.00098657 | 0.00099901 | 0.027271 | 0.041698 | 0.032341 | 0.013548 | 0.070767 | 0.013548 | 0.013548 | 0 | 0.026856 | 0.055539 | 0.055079 | 0.019516 | 0.0098657 | 0.020879 | 0.22838 | 0.28227 | 0.53247 | 0.12599 | 0.0098657 | 0.0098657 | 0.0098657 | 0.014789 | 0.015279 | 0.014789 | 0.015279 | 0.014789 | 0.014798 | 0.014336 | 0.32342 | 0.091555 | 0.024587 | 0.024587 | 0.066527 | 0.024963 | 0.14946 | 0.15089 | 0.014198 |  |  | 6 | 0.20854 |  |  | 6 | 0.20854 |  | 0
1: buoyancy modules | 0.03132 | 0.038604 | 0.013612 | 0.0027875 | 0.0069317 | 0.0082261 | 0.00050681 | 0.0022757 | 0.00050681 | 0.0074473 | 0.00050681 | 0.00099925 | 0.00051366 | 0.038113 | 0.032897 | 0.0070628 | 0.0070628 | 0.46928 | 0.46824 | 0 | 0.027315 | 0.03139 | 0.031143 | 0.019684 | 0.0098657 | 0.32506 | 0.0083998 | 0.0087745 | 0.010514 | 0.0076879 | 0.0050681 | 0.0050681 | 0.0050681 | 0.5075 | 0.50775 | 0.5075 | 0.50775 | 0.5075 | 0.015334 | 0.014841 | 0.0090606 | 0.068637 | 0.0069828 | 0.0069828 | 0.053984 | 0.024975 | 0.13771 | 0.033846 | 0.31415 | 0.00050681 | 0.0027875 | 0.00050875 | 0.60375 | 0.00051025 | 0.0005005 | 0.5005 | 0.54659 | 0.00050681 | 0.00099925 | 0.00051366 | 0.010598 | 0.010598 | 0.50688 | 0.00050688 | 0.50688 | 0.50687 | 0 | 0.020137 | 0.013633 | 0.013633 | 0.51 | 0.0050681 | 0.47823 | 0.0083998 | 0.0087745 | 0.010514 | 0.0076879 | 0.505 | 0.505 | 0.0050681 | 0.0077548 | 0.0080133 | 0.0077548 | 0.0080133 | 0.0077548 | 0.0069816 | 0.0069781 | 1 | 0.5125 | 0.5125 | 0.5125 | 0.010506 | 0.010506 | 0.011326 | 0.065918 | 0.36991 | 0.00050681 | 0.40099 | 0.00050875 | 0.00060375 | 0.00051025 | 0.0005005 | 0.5005 | 0.54659 | 0.072908 | 0.00096312 | 0.51366 | 0.00051698 | 0.010598 | 0.00050688 | 0.00050688 | 0.0069695 | 0.47045 | 0 | 0.020137 | 0.00051025 | 0.00051025 | 0.39148 | 0.0050681 | 0.47823 | 0.6165 | 0.644 | 0.77169 | 0.56425 | 0.505 | 0.505 | 0.505 | 0.5075 | 0.50775 | 0.5075 | 0.50775 | 0.5075 | 0.0069816 | 0.0069781 | 0.665 | 0.5125 | 0.5125 | 0.5125 | 0.5125 | 0.010506 | 0.5525 | 0.03132 | 0.038604 | 0.013612 | 0.0027875 | 0.0069317 | 0.0082261 | 0.00050681 | 0.0022757 | 0.00050681 | 0.0074473 | 0.00050681 | 0.00099925 | 0.00051366 | 0.038113 | 0.032897 | 0.0070628 | 0.0070628 | 0.46928 | 0.46824 | 0 | 0.027315 | 0.03139 | 0.031143 | 0.019684 | 0.0098657 | 0.32506 | 0.0083998 | 0.0087745 | 0.010514 | 0.0076879 | 0.0050681 | 0.0050681 | 0.0050681 | 0.5075 | 0.50775 | 0.5075 | 0.50775 | 0.5075 | 0.015334 | 0.014841 | 0.0090606 | 0.068637 | 0.0069828 | 0.0069828 | 0.053984 | 0.024975 | 0.13771 | 0.03132 | 0.038604 | 0.013612 | 0.0027875 | 0.0069317 | 0.0082261 | 0.00050681 | 0.0022757 | 0.00050681 | 0.0074473 | 0.00050681 | 0.00099925 | 0.028077 | 0.034483 | 0.032897 | 0.032037 | 0.018784 | 0.026433 | 0.026433 | 0 | 0.027231 | 0.03139 | 0.031143 | 0.019684 | 0.0098657 | 0.013686 | 0.0083998 | 0.0087745 | 0.010514 | 0.0076879 | 0.0050681 | 0.0050681 | 0.0050681 | 0.0069147 | 0.0069181 | 0.0069147 | 0.0069181 | 0.0069147 | 0.015235 | 0.014748 | 0.0090606 | 0.067402 | 0.0069828 | 0.0069828 | 0.052723 | 0.024975 | 0.13614 | 0.029771 | 0.067841 | 0.013605 | 0.0054261 | 0.017239 | 0.20339 | 0.00098657 | 0.0039804 | 0.00098657 | 0.091392 | 0.00098657 | 0.00099901 | 0.027284 | 0.041619 | 0.032341 | 0.013385 | 0.013385 | 0.013548 | 0.013548 | 0 | 0.02727 | 0.055539 | 0.055079 | 0.019516 | 0.0098657 | 0.020879 | 0.22838 | 0.28226 | 0.53247 | 0.12599 | 0.0098657 | 0.0098657 | 0.0098657 | 0.029196 | 0.029942 | 0.029196 | 0.029942 | 0.029196 | 0.015281 | 0.014791 | 0.32341 | 0.09153 | 0.024587 | 0.024587 | 0.066501 | 0.024963 | 0.14943 | 0.029771 | 0.067841 | 0.013605 | 0.0054261 | 0.017239 | 0.20339 | 0.00098657 | 0.0034716 | 0.00098657 | 0.091392 | 0.00098657 | 0.00099901 | 0.028776 | 0.034946 | 0.032341 | 0.056333 | 0.028504 | 0.040697 | 0.040697 | 0 | 0.027161 | 0.055539 | 0.055079 | 0.019516 | 0.0098657 | 0.020879 | 0.22838 | 0.28226 | 0.53247 | 0.12599 | 0.0098657 | 0.0098657 | 0.0098657 | 0.014789 | 0.015279 | 0.014789 | 0.015279 | 0.014789 | 0.015154 | 0.014671 | 0.32341 | 0.089371 | 0.024587 | 0.024587 | 0.064239 | 0.024963 | 0.14662 | 0.029771 | 0.067841 | 0.013605 | 0.0054261 | 0.017239 | 0.20339 | 0.00098657 | 0.0039804 | 0.00098657 | 0.091392 | 0.00098657 | 0.00099901 | 0.027271 | 0.041619 | 0.032341 | 0.013385 | 0.013385 | 0.013548 | 0.013548 | 0 | 0.02727 | 0.055539 | 0.055079 | 0.019516 | 0.0098657 | 0.020879 | 0.22838 | 0.28227 | 0.53247 | 0.12599 | 0.0098657 | 0.0098657 | 0.0098657 | 0.029189 | 0.029936 | 0.029189 | 0.029936 | 0.029189 | 0.015281 | 0.014791 | 0.32342 | 0.09153 | 0.024587 | 0.024587 | 0.066501 | 0.024963 | 0.14943 | 0.029771 | 0.067841 | 0.013605 | 0.0054261 | 0.017239 | 0.20339 | 0.00098657 | 0.0034716 | 0.00098657 | 0.091392 | 0.00098657 | 0.00099901 | 0.028776 | 0.034946 | 0.032341 | 0.056333 | 0.028504 | 0.040697 | 0.040697 | 0 | 0.027161 | 0.055539 | 0.055079 | 0.019516 | 0.0098657 | 0.020879 | 0.22838 | 0.28227 | 0.53247 | 0.12599 | 0.0098657 | 0.0098657 | 0.0098657 | 0.014789 | 0.015279 | 0.014789 | 0.015279 | 0.014789 | 0.015154 | 0.014671 | 0.32342 | 0.089371 | 0.024587 | 0.024587 | 0.064239 | 0.024963 | 0.14662 | 0.029771 | 0.067841 | 0.013605 | 0.0054261 | 0.017239 | 0.20339 | 0.00098657 | 0.0039804 | 0.00098657 | 0.091392 | 0.00098657 | 0.00099901 | 0.027271 | 0.041619 | 0.032341 | 0.013385 | 0.013385 | 0.013548 | 0.013548 | 0 | 0.02727 | 0.055539 | 0.055079 | 0.019516 | 0.0098657 | 0.020879 | 0.22838 | 0.28227 | 0.53247 | 0.12599 | 0.0098657 | 0.0098657 | 0.0098657 | 0.029189 | 0.029936 | 0.029189 | 0.029936 | 0.029189 | 0.015281 | 0.014791 | 0.32342 | 0.09153 | 0.024587 | 0.024587 | 0.066501 | 0.024963 | 0.14943 | 0.098519 | 0.30205 |  |  | 7 | 0.11095 |  |  | 7 | 0.15054 |  | -0.039592
1: tether and anchor systems | 0.03132 | 0.038604 | 0.013612 | 0.0027875 | 0.0069317 | 0.0082261 | 0.00050681 | 0.0022757 | 0.00050681 | 0.0074473 | 0.00050681 | 0.00099925 | 0.00051366 | 0.038113 | 0.032897 | 0.0070628 | 0.0070628 | 0.46928 | 0.46824 | 0 | 0.027315 | 0.03139 | 0.031143 | 0.019684 | 0.0098657 | 0.32506 | 0.0083998 | 0.0087745 | 0.010514 | 0.0076879 | 0.0050681 | 0.0050681 | 0.0050681 | 0.5075 | 0.50775 | 0.5075 | 0.50775 | 0.5075 | 0.015334 | 0.014841 | 0.0090606 | 0.068637 | 0.0069828 | 0.0069828 | 0.053984 | 0.024975 | 0.13771 | 0.033846 | 0.31415 | 0.00050681 | 0.0027875 | 0.00050875 | 0.60375 | 0.00051025 | 0.0005005 | 0.5005 | 0.54659 | 0.00050681 | 0.00099925 | 0.00051366 | 0.010598 | 0.010598 | 0.50688 | 0.00050688 | 0.50688 | 0.50687 | 0 | 0.020137 | 0.010506 | 0.010506 | 0.51 | 0.0050681 | 0.47823 | 0.0083998 | 0.0087745 | 0.010514 | 0.0076879 | 0.505 | 0.505 | 0.0050681 | 0.0077548 | 0.0080133 | 0.0077548 | 0.0080133 | 0.0077548 | 0.0069816 | 0.0069781 | 0.665 | 1 | 0.5125 | 0.5125 | 0.010506 | 0.010506 | 0.011326 | 0.065918 | 0.36991 | 0.00050681 | 0.40099 | 0.00050875 | 0.00060375 | 0.00051025 | 0.0005005 | 0.5005 | 0.54659 | 0.072908 | 0.00096312 | 0.51366 | 0.00051698 | 0.010598 | 0.00050688 | 0.00050688 | 0.0069695 | 0.47045 | 0 | 0.020137 | 0.00051025 | 0.00051025 | 0.39148 | 0.0050681 | 0.47823 | 0.6165 | 0.644 | 0.77169 | 0.56425 | 0.505 | 0.505 | 0.505 | 0.5075 | 0.50775 | 0.5075 | 0.50775 | 0.5075 | 0.0069816 | 0.0069781 | 0.665 | 0.5125 | 0.5125 | 0.5125 | 0.5125 | 0.010506 | 0.5525 | 0.03132 | 0.038604 | 0.013612 | 0.0027875 | 0.0069317 | 0.0082261 | 0.00050681 | 0.0022757 | 0.00050681 | 0.0074473 | 0.00050681 | 0.00099925 | 0.00051366 | 0.038113 | 0.032897 | 0.0070628 | 0.0070628 | 0.46928 | 0.46824 | 0 | 0.027315 | 0.03139 | 0.031143 | 0.019684 | 0.0098657 | 0.32506 | 0.0083998 | 0.0087745 | 0.010514 | 0.0076879 | 0.0050681 | 0.0050681 | 0.0050681 | 0.5075 | 0.50775 | 0.5075 | 0.50775 | 0.5075 | 0.015334 | 0.014841 | 0.0090606 | 0.068637 | 0.0069828 | 0.0069828 | 0.053984 | 0.024975 | 0.13771 | 0.03132 | 0.038604 | 0.013612 | 0.0027875 | 0.0069317 | 0.0082261 | 0.00050681 | 0.0022757 | 0.00050681 | 0.0074473 | 0.00050681 | 0.00099925 | 0.028077 | 0.034483 | 0.032897 | 0.032037 | 0.018784 | 0.026433 | 0.026433 | 0 | 0.027231 | 0.03139 | 0.031143 | 0.019684 | 0.0098657 | 0.013686 | 0.0083998 | 0.0087745 | 0.010514 | 0.0076879 | 0.0050681 | 0.0050681 | 0.0050681 | 0.0069147 | 0.0069181 | 0.0069147 | 0.0069181 | 0.0069147 | 0.015235 | 0.014748 | 0.0090606 | 0.067402 | 0.0069828 | 0.0069828 | 0.052723 | 0.024975 | 0.13614 | 0.029771 | 0.067841 | 0.013605 | 0.0054261 | 0.017239 | 0.20339 | 0.00098657 | 0.0039804 | 0.00098657 | 0.091392 | 0.00098657 | 0.00099901 | 0.027284 | 0.041619 | 0.032341 | 0.013385 | 0.013385 | 0.013548 | 0.013548 | 0 | 0.02727 | 0.055539 | 0.055079 | 0.019516 | 0.0098657 | 0.020879 | 0.22838 | 0.28226 | 0.53247 | 0.12599 | 0.0098657 | 0.0098657 | 0.0098657 | 0.029196 | 0.029942 | 0.029196 | 0.029942 | 0.029196 | 0.015281 | 0.014791 | 0.32341 | 0.09153 | 0.024587 | 0.024587 | 0.066501 | 0.024963 | 0.14943 | 0.029771 | 0.067841 | 0.013605 | 0.0054261 | 0.017239 | 0.20339 | 0.00098657 | 0.0034716 | 0.00098657 | 0.091392 | 0.00098657 | 0.00099901 | 0.028776 | 0.034946 | 0.032341 | 0.056333 | 0.028504 | 0.040697 | 0.040697 | 0 | 0.027161 | 0.055539 | 0.055079 | 0.019516 | 0.0098657 | 0.020879 | 0.22838 | 0.28226 | 0.53247 | 0.12599 | 0.0098657 | 0.0098657 | 0.0098657 | 0.014789 | 0.015279 | 0.014789 | 0.015279 | 0.014789 | 0.015154 | 0.014671 | 0.32341 | 0.089371 | 0.024587 | 0.024587 | 0.064239 | 0.024963 | 0.14662 | 0.029771 | 0.067841 | 0.013605 | 0.0054261 | 0.017239 | 0.20339 | 0.00098657 | 0.0039804 | 0.00098657 | 0.091392 | 0.00098657 | 0.00099901 | 0.027271 | 0.041619 | 0.032341 | 0.013385 | 0.013385 | 0.013548 | 0.013548 | 0 | 0.02727 | 0.055539 | 0.055079 | 0.019516 | 0.0098657 | 0.020879 | 0.22838 | 0.28227 | 0.53247 | 0.12599 | 0.0098657 | 0.0098657 | 0.0098657 | 0.029189 | 0.029936 | 0.029189 | 0.029936 | 0.029189 | 0.015281 | 0.014791 | 0.32342 | 0.09153 | 0.024587 | 0.024587 | 0.066501 | 0.024963 | 0.14943 | 0.029771 | 0.067841 | 0.013605 | 0.0054261 | 0.017239 | 0.20339 | 0.00098657 | 0.0034716 | 0.00098657 | 0.091392 | 0.00098657 | 0.00099901 | 0.028776 | 0.034946 | 0.032341 | 0.056333 | 0.028504 | 0.040697 | 0.040697 | 0 | 0.027161 | 0.055539 | 0.055079 | 0.019516 | 0.0098657 | 0.020879 | 0.22838 | 0.28227 | 0.53247 | 0.12599 | 0.0098657 | 0.0098657 | 0.0098657 | 0.014789 | 0.015279 | 0.014789 | 0.015279 | 0.014789 | 0.015154 | 0.014671 | 0.32342 | 0.089371 | 0.024587 | 0.024587 | 0.064239 | 0.024963 | 0.14662 | 0.029771 | 0.067841 | 0.013605 | 0.0054261 | 0.017239 | 0.20339 | 0.00098657 | 0.0039804 | 0.00098657 | 0.091392 | 0.00098657 | 0.00099901 | 0.027271 | 0.041619 | 0.032341 | 0.013385 | 0.013385 | 0.013548 | 0.013548 | 0 | 0.02727 | 0.055539 | 0.055079 | 0.019516 | 0.0098657 | 0.020879 | 0.22838 | 0.28227 | 0.53247 | 0.12599 | 0.0098657 | 0.0098657 | 0.0098657 | 0.029189 | 0.029936 | 0.029189 | 0.029936 | 0.029189 | 0.015281 | 0.014791 | 0.32342 | 0.09153 | 0.024587 | 0.024587 | 0.066501 | 0.024963 | 0.14943 | 0.09883 | 0.15145 |  |  | 8 | 0.14507 |  |  | 8 | 0.085392 |  | 0.059681
1: cable protection system | 0.03132 | 0.038604 | 0.013612 | 0.0027875 | 0.0069317 | 0.0082261 | 0.00050681 | 0.0022757 | 0.00050681 | 0.0074473 | 0.00050681 | 0.00099925 | 0.00051366 | 0.038113 | 0.032897 | 0.0070628 | 0.0070628 | 0.46928 | 0.46824 | 0 | 0.027315 | 0.03139 | 0.031143 | 0.019684 | 0.0098657 | 0.32506 | 0.0083998 | 0.0087745 | 0.010514 | 0.0076879 | 0.0050681 | 0.0050681 | 0.0050681 | 0.5075 | 0.50775 | 0.5075 | 0.50775 | 0.5075 | 0.015334 | 0.014841 | 0.0090606 | 0.068637 | 0.0069828 | 0.0069828 | 0.053984 | 0.024975 | 0.13771 | 0.033846 | 0.31415 | 0.00050681 | 0.0027875 | 0.00050875 | 0.60375 | 0.00051025 | 0.0005005 | 0.5005 | 0.54659 | 0.00050681 | 0.00099925 | 0.00051366 | 0.010598 | 0.010598 | 0.50688 | 0.00050688 | 0.50688 | 0.50687 | 0 | 0.020137 | 0.010506 | 0.010506 | 0.51 | 0.0050681 | 0.47823 | 0.0083998 | 0.0087745 | 0.010514 | 0.0076879 | 0.505 | 0.505 | 0.0050681 | 0.0077548 | 0.0080133 | 0.0077548 | 0.0080133 | 0.0077548 | 0.0069816 | 0.0069781 | 0.665 | 0.5125 | 1 | 0.5125 | 0.010506 | 0.010506 | 0.011326 | 0.065918 | 0.36991 | 0.00050681 | 0.40099 | 0.00050875 | 0.00060375 | 0.00051025 | 0.0005005 | 0.5005 | 0.54659 | 0.072908 | 0.00096312 | 0.51366 | 0.00051698 | 0.010598 | 0.00050688 | 0.00050688 | 0.0069695 | 0.47045 | 0 | 0.020137 | 0.00051025 | 0.00051025 | 0.39148 | 0.0050681 | 0.47823 | 0.6165 | 0.644 | 0.77169 | 0.56425 | 0.505 | 0.505 | 0.505 | 0.5075 | 0.50775 | 0.5075 | 0.50775 | 0.5075 | 0.0069816 | 0.0069781 | 0.665 | 0.5125 | 0.5125 | 0.5125 | 0.5125 | 0.010506 | 0.5525 | 0.03132 | 0.038604 | 0.013612 | 0.0027875 | 0.0069317 | 0.0082261 | 0.00050681 | 0.0022757 | 0.00050681 | 0.0074473 | 0.00050681 | 0.00099925 | 0.00051366 | 0.038113 | 0.032897 | 0.0070628 | 0.0070628 | 0.46928 | 0.46824 | 0 | 0.027315 | 0.03139 | 0.031143 | 0.019684 | 0.0098657 | 0.32506 | 0.0083998 | 0.0087745 | 0.010514 | 0.0076879 | 0.0050681 | 0.0050681 | 0.0050681 | 0.5075 | 0.50775 | 0.5075 | 0.50775 | 0.5075 | 0.015334 | 0.014841 | 0.0090606 | 0.068637 | 0.0069828 | 0.0069828 | 0.053984 | 0.024975 | 0.13771 | 0.03132 | 0.038604 | 0.013612 | 0.0027875 | 0.0069317 | 0.0082261 | 0.00050681 | 0.0022757 | 0.00050681 | 0.0074473 | 0.00050681 | 0.00099925 | 0.028077 | 0.034483 | 0.032897 | 0.032037 | 0.018784 | 0.026433 | 0.026433 | 0 | 0.027231 | 0.03139 | 0.031143 | 0.019684 | 0.0098657 | 0.013686 | 0.0083998 | 0.0087745 | 0.010514 | 0.0076879 | 0.0050681 | 0.0050681 | 0.0050681 | 0.0069147 | 0.0069181 | 0.0069147 | 0.0069181 | 0.0069147 | 0.015235 | 0.014748 | 0.0090606 | 0.067402 | 0.0069828 | 0.0069828 | 0.052723 | 0.024975 | 0.13614 | 0.029771 | 0.067841 | 0.013605 | 0.0054261 | 0.017239 | 0.20339 | 0.00098657 | 0.0039804 | 0.00098657 | 0.091392 | 0.00098657 | 0.00099901 | 0.027284 | 0.041619 | 0.032341 | 0.013385 | 0.013385 | 0.013548 | 0.013548 | 0 | 0.02727 | 0.055539 | 0.055079 | 0.019516 | 0.0098657 | 0.020879 | 0.22838 | 0.28226 | 0.53247 | 0.12599 | 0.0098657 | 0.0098657 | 0.0098657 | 0.029196 | 0.029942 | 0.029196 | 0.029942 | 0.029196 | 0.015281 | 0.014791 | 0.32341 | 0.09153 | 0.024587 | 0.024587 | 0.066501 | 0.024963 | 0.14943 | 0.029771 | 0.067841 | 0.013605 | 0.0054261 | 0.017239 | 0.20339 | 0.00098657 | 0.0034716 | 0.00098657 | 0.091392 | 0.00098657 | 0.00099901 | 0.028776 | 0.034946 | 0.032341 | 0.056333 | 0.028504 | 0.040697 | 0.040697 | 0 | 0.027161 | 0.055539 | 0.055079 | 0.019516 | 0.0098657 | 0.020879 | 0.22838 | 0.28226 | 0.53247 | 0.12599 | 0.0098657 | 0.0098657 | 0.0098657 | 0.014789 | 0.015279 | 0.014789 | 0.015279 | 0.014789 | 0.015154 | 0.014671 | 0.32341 | 0.089371 | 0.024587 | 0.024587 | 0.064239 | 0.024963 | 0.14662 | 0.029771 | 0.067841 | 0.013605 | 0.0054261 | 0.017239 | 0.20339 | 0.00098657 | 0.0039804 | 0.00098657 | 0.091392 | 0.00098657 | 0.00099901 | 0.027271 | 0.041619 | 0.032341 | 0.013385 | 0.013385 | 0.013548 | 0.013548 | 0 | 0.02727 | 0.055539 | 0.055079 | 0.019516 | 0.0098657 | 0.020879 | 0.22838 | 0.28227 | 0.53247 | 0.12599 | 0.0098657 | 0.0098657 | 0.0098657 | 0.029189 | 0.029936 | 0.029189 | 0.029936 | 0.029189 | 0.015281 | 0.014791 | 0.32342 | 0.09153 | 0.024587 | 0.024587 | 0.066501 | 0.024963 | 0.14943 | 0.029771 | 0.067841 | 0.013605 | 0.0054261 | 0.017239 | 0.20339 | 0.00098657 | 0.0034716 | 0.00098657 | 0.091392 | 0.00098657 | 0.00099901 | 0.028776 | 0.034946 | 0.032341 | 0.056333 | 0.028504 | 0.040697 | 0.040697 | 0 | 0.027161 | 0.055539 | 0.055079 | 0.019516 | 0.0098657 | 0.020879 | 0.22838 | 0.28227 | 0.53247 | 0.12599 | 0.0098657 | 0.0098657 | 0.0098657 | 0.014789 | 0.015279 | 0.014789 | 0.015279 | 0.014789 | 0.015154 | 0.014671 | 0.32342 | 0.089371 | 0.024587 | 0.024587 | 0.064239 | 0.024963 | 0.14662 | 0.029771 | 0.067841 | 0.013605 | 0.0054261 | 0.017239 | 0.20339 | 0.00098657 | 0.0039804 | 0.00098657 | 0.091392 | 0.00098657 | 0.00099901 | 0.027271 | 0.041619 | 0.032341 | 0.013385 | 0.013385 | 0.013548 | 0.013548 | 0 | 0.02727 | 0.055539 | 0.055079 | 0.019516 | 0.0098657 | 0.020879 | 0.22838 | 0.28227 | 0.53247 | 0.12599 | 0.0098657 | 0.0098657 | 0.0098657 | 0.029189 | 0.029936 | 0.029189 | 0.029936 | 0.029189 | 0.015281 | 0.014791 | 0.32342 | 0.09153 | 0.024587 | 0.024587 | 0.066501 | 0.024963 | 0.14943 | 0.09883 | 0.080831 |  |  | 9 | 0.048794 |  |  | 9 | 0.049532 |  | -0.00073791
1: dynamic cable | 0.02975 | 0.054819 | 0.013612 | 0.0054612 | 0.017375 | 0.20599 | 0.00050688 | 0.0032457 | 0.00099294 | 0.0075156 | 0.00099294 | 0.000999 | 0.00051366 | 0.27928 | 0.032573 | 0.50687 | 0.50687 | 0.27782 | 0.042213 | 0 | 0.023708 | 0.045464 | 0.044996 | 0.019514 | 0.0098657 | 0.020978 | 0.2313 | 0.2859 | 0.5394 | 0.12756 | 0.0099294 | 0.0099294 | 0.0099294 | 0.015651 | 0.016164 | 0.015651 | 0.016164 | 0.015651 | 0.01113 | 0.010883 | 0.32759 |  | 0.024821 | 0.024821 |  | 0.024963 |  | 0.50975 | 0.010659 | 0.00050681 | 0.0027775 | 0.008925 | 0.015094 | 0.00051025 | 0.09951 | 0.000505 | 0.0095654 | 0.00054659 | 0.0005005 | 0.51366 | 0.51698 | 0.010598 | 0.0075156 | 0.0075156 | 0.0069695 | 0.50687 | 0 | 0.50687 | 0.011205 | 0.011205 | 0.01025 | 0.0099294 | 0.0060375 | 0.6165 | 0.644 | 0.77169 | 0.56425 | 0.0054659 | 0.0054659 | 0.000505 | 0.5075 | 0.50775 | 0.5075 | 0.50775 | 0.5075 | 0.0069816 | 0.0069781 | 0.665 | 0.5125 | 0.5125 | 1 | 0.010506 | 0.5125 | 0.011326 | 0.034606 | 0.14052 | 0.00050681 | 0.0057603 | 0.00050875 | 0.00060375 | 0.00051025 | 0.0005005 | 0.0012976 | 0.54659 | 0.0010473 | 0.00099898 | 0.51366 | 0.00051698 | 0.033608 | 0.00050688 | 0.00050688 | 0.013652 |  | 0 | 0.027362 | 0.00051025 | 0.00051025 | 0.062625 | 0.0099294 | 0.011535 | 0.23581 | 0.29135 | 0.54924 | 0.13027 | 0.010695 | 0.010695 | 0.010473 | 0.15851 | 0.16502 | 0.15851 | 0.16377 | 0.15851 | 0.015389 | 0.014893 | 0.34198 | 0.026393 | 0.027023 | 0.027023 | 0.026007 | 0.024736 | 0.10787 | 0.02975 | 0.13992 | 0.013128 | 0.0054612 | 0.017375 | 0.20599 | 0.03736 | 0.00050688 | 0.00099294 | 0.54659 | 0.00099294 | 0.000999 | 0.00051366 | 0.0071085 | 0.03066 | 0.0069781 | 0.50687 | 0.0069781 | 0.0069781 | 0 | 0.023708 | 0.12858 | 0.12817 | 0.019514 | 0.009868 | 0.020978 | 0.2313 | 0.2859 | 0.5394 | 0.12756 | 0.0099294 | 0.0099294 | 0.0099294 | 0.015651 | 0.50775 | 0.015651 | 0.016164 | 0.5075 | 0.01113 | 0.010883 | 0.32759 | 0.024493 | 0.024821 | 0.024821 | 0.024493 | 0.024963 | 0.10262 | 0.02975 | 0.068149 | 0.013605 | 0.0054612 | 0.017375 | 0.20599 | 0.00098973 | 0.0034859 | 0.00099294 | 0.091951 | 0.00099294 | 0.000999 | 0.026983 | 0.041736 | 0.032335 | 0.013609 | 0.013609 | 0.047381 | 0.040884 | 0 | 0.027268 | 0.055794 | 0.055331 | 0.019514 | 0.0098657 | 0.020978 | 0.2313 | 0.2859 | 0.5394 | 0.12756 | 0.0099294 | 0.0099294 | 0.0099294 | 0.014894 | 0.01539 | 0.014894 | 0.01539 | 0.014894 | 0.015279 | 0.014789 | 0.32759 | 0.091793 | 0.024821 | 0.024821 | 0.066659 | 0.024963 | 0.14958 | 0.02977 | 0.067855 | 0.013605 | 0.0054274 | 0.017244 | 0.20349 | 0.0009868 | 0.0039831 | 0.0009868 | 0.091433 | 0.0009868 | 0.00099901 | 0.027271 | 0.047526 | 0.032341 | 0.025636 | 0.013385 | 0.013574 | 0.013574 | 0 | 0.02727 | 0.055551 | 0.055091 | 0.019516 | 0.0098657 | 0.020883 | 0.22848 | 0.2824 | 0.53273 | 0.12605 | 0.009868 | 0.009868 | 0.009868 | 0.028958 | 0.029705 | 0.028958 | 0.029705 | 0.028958 | 0.015281 | 0.014791 | 0.32357 |  | 0.024595 | 0.024595 | 0.068508 | 0.024963 | 0.15192 | 0.029771 | 0.067841 | 0.013605 | 0.0054261 | 0.017239 | 0.20339 | 0.00098657 | 0.0039804 | 0.00098657 | 0.091392 | 0.00098657 | 0.00099901 | 0.048125 | 0.041698 | 0.032341 | 0.013548 | 0.048071 | 0.013548 | 0.013548 | 0 | 0.02702 | 0.055539 | 0.055079 | 0.019516 | 0.0098657 | 0.020879 | 0.22838 | 0.28227 | 0.53247 | 0.12599 | 0.0098657 | 0.0098657 | 0.0098657 | 0.014789 | 0.015279 | 0.014789 | 0.015279 | 0.014789 | 0.014989 | 0.014516 | 0.32342 | 0.091555 | 0.024587 | 0.024587 | 0.066527 | 0.024963 | 0.14946 | 0.039034 | 0.017866 | 0.013605 | 0.0054261 | 0.033257 | 0.25924 | 0.00098654 | 0.00099901 | 0.00098657 | 0.091392 | 0.0020439 | 0.00099848 | 0.027271 | 0.041232 | 0.032905 | 0.013565 | 0.013565 | 0.027221 | 0.013548 | 0 | 0.027268 | 0.031056 | 0.031056 | 0.019516 | 0.0098657 | 0.027584 | 0.22838 | 0.28227 | 0.53247 | 0.12599 | 0.025475 | 0.025475 | 0.0098657 | 0.035779 | 0.043019 | 0.035779 | 0.036522 | 0.035779 | 0.015279 | 0.014789 | 0.32342 | 0.069506 | 0.024587 | 0.024587 | 0.055028 | 0.041365 | 0.13901 | 0.029771 | 0.067841 | 0.013605 | 0.0054261 | 0.017239 | 0.20339 | 0.00098657 | 0.0034716 | 0.00098657 | 0.091392 | 0.00098657 | 0.00099901 | 0.027271 | 0.034946 | 0.032341 | 0.070417 | 0.035999 | 0.047258 | 0.047258 | 0 | 0.027107 | 0.055539 | 0.055079 | 0.019516 | 0.0098657 | 0.020879 | 0.22838 | 0.28227 | 0.53247 | 0.12599 | 0.0098657 | 0.0098657 | 0.0098657 | 0.014789 | 0.015279 | 0.014789 | 0.015279 | 0.014789 | 0.015091 | 0.014612 | 0.32342 | 0.089371 | 0.024587 | 0.024587 | 0.064239 | 0.024963 | 0.14662 | 0.029771 | 0.067841 | 0.013605 | 0.0054261 | 0.017239 | 0.20339 | 0.00098657 | 0.0039804 | 0.00098657 | 0.091392 | 0.00098657 | 0.00099901 | 0.027271 | 0.041698 | 0.032341 | 0.013548 | 0.070768 | 0.013548 | 0.013548 | 0 |  | 0.055539 | 0.055079 | 0.019516 | 0.0098657 | 0.020879 | 0.22838 | 0.28227 | 0.53247 | 0.12599 | 0.0098657 | 0.0098657 | 0.0098657 | 0.014789 | 0.015279 | 0.014789 | 0.015279 | 0.014789 | 0.014798 | 0.014336 | 0.32342 | 0.091555 | 0.024587 | 0.024587 | 0.066527 | 0.024963 | 0.14946 | 0.088371 | 0.080831 |  | 7 | 0 | 0.057378 |  | 7 | 0 | 0.031798 |  | 0.02558
1: static cable | 0.02975 | 0.054819 | 0.013612 | 0.0054612 | 0.017375 | 0.20599 | 0.00050688 | 0.0032457 | 0.00099294 | 0.0075156 | 0.00099294 | 0.000999 | 0.00051366 | 0.27928 | 0.032573 | 0.50687 | 0.50687 | 0.27782 | 0.042213 | 0 | 0.023708 | 0.045464 | 0.044996 | 0.019514 | 0.0098657 | 0.020978 | 0.2313 | 0.2859 | 0.5394 | 0.12756 | 0.0099294 | 0.0099294 | 0.0099294 | 0.015651 | 0.016164 | 0.015651 | 0.016164 | 0.015651 | 0.01113 | 0.010883 | 0.32759 |  | 0.024821 | 0.024821 |  | 0.024963 |  | 0.50975 | 0.010659 | 0.00050681 | 0.0027775 | 0.008925 | 0.015094 | 0.00051025 | 0.09951 | 0.000505 | 0.0095654 | 0.00054659 | 0.0005005 | 0.51366 | 0.51698 | 0.010598 | 0.0075156 | 0.0075156 | 0.0069695 | 0.50687 | 0 | 0.50687 | 0.011205 | 0.011205 | 0.01025 | 0.0099294 | 0.0060375 | 0.6165 | 0.644 | 0.77169 | 0.56425 | 0.0054659 | 0.0054659 | 0.000505 | 0.5075 | 0.50775 | 0.5075 | 0.50775 | 0.5075 | 0.0069816 | 0.0069781 | 0.665 | 0.5125 | 0.5125 | 0.5125 | 1 | 0.5125 | 0.011326 | 0.034606 | 0.14052 | 0.00050681 | 0.0057603 | 0.00050875 | 0.00060375 | 0.00051025 | 0.0005005 | 0.0012976 | 0.54659 | 0.0010473 | 0.00099898 | 0.51366 | 0.00051698 | 0.033608 | 0.00050688 | 0.00050688 | 0.013652 |  | 0 | 0.027362 | 0.00051025 | 0.00051025 | 0.062625 | 0.0099294 | 0.011535 | 0.23581 | 0.29135 | 0.54924 | 0.13027 | 0.010695 | 0.010695 | 0.010473 | 0.15851 | 0.16502 | 0.15851 | 0.16377 | 0.15851 | 0.015389 | 0.014893 | 0.34198 | 0.026393 | 0.027023 | 0.027023 | 0.026007 | 0.024736 | 0.10787 | 0.02975 | 0.13992 | 0.013128 | 0.0054612 | 0.017375 | 0.20599 | 0.03736 | 0.00050688 | 0.00099294 | 0.54659 | 0.00099294 | 0.000999 | 0.00051366 | 0.0071085 | 0.03066 | 0.0069781 | 0.50687 | 0.0069781 | 0.0069781 | 0 | 0.023708 | 0.12858 | 0.12817 | 0.019514 | 0.009868 | 0.020978 | 0.2313 | 0.2859 | 0.5394 | 0.12756 | 0.0099294 | 0.0099294 | 0.0099294 | 0.015651 | 0.50775 | 0.015651 | 0.016164 | 0.5075 | 0.01113 | 0.010883 | 0.32759 | 0.024493 | 0.024821 | 0.024821 | 0.024493 | 0.024963 | 0.10262 | 0.02975 | 0.068149 | 0.013605 | 0.0054612 | 0.017375 | 0.20599 | 0.00098973 | 0.0034859 | 0.00099294 | 0.091951 | 0.00099294 | 0.000999 | 0.026983 | 0.041736 | 0.032335 | 0.013609 | 0.013609 | 0.047381 | 0.040884 | 0 | 0.027268 | 0.055794 | 0.055331 | 0.019514 | 0.0098657 | 0.020978 | 0.2313 | 0.2859 | 0.5394 | 0.12756 | 0.0099294 | 0.0099294 | 0.0099294 | 0.014894 | 0.01539 | 0.014894 | 0.01539 | 0.014894 | 0.015279 | 0.014789 | 0.32759 | 0.091793 | 0.024821 | 0.024821 | 0.066659 | 0.024963 | 0.14958 | 0.02977 | 0.067855 | 0.013605 | 0.0054274 | 0.017244 | 0.20349 | 0.0009868 | 0.0039831 | 0.0009868 | 0.091433 | 0.0009868 | 0.00099901 | 0.027271 | 0.047526 | 0.032341 | 0.025636 | 0.013385 | 0.013574 | 0.013574 | 0 | 0.02727 | 0.055551 | 0.055091 | 0.019516 | 0.0098657 | 0.020883 | 0.22848 | 0.2824 | 0.53273 | 0.12605 | 0.009868 | 0.009868 | 0.009868 | 0.028958 | 0.029705 | 0.028958 | 0.029705 | 0.028958 | 0.015281 | 0.014791 | 0.32357 |  | 0.024595 | 0.024595 | 0.068508 | 0.024963 | 0.15192 | 0.029771 | 0.067841 | 0.013605 | 0.0054261 | 0.017239 | 0.20339 | 0.00098657 | 0.0039804 | 0.00098657 | 0.091392 | 0.00098657 | 0.00099901 | 0.048125 | 0.041698 | 0.032341 | 0.013548 | 0.048071 | 0.013548 | 0.013548 | 0 | 0.02702 | 0.055539 | 0.055079 | 0.019516 | 0.0098657 | 0.020879 | 0.22838 | 0.28227 | 0.53247 | 0.12599 | 0.0098657 | 0.0098657 | 0.0098657 | 0.014789 | 0.015279 | 0.014789 | 0.015279 | 0.014789 | 0.014989 | 0.014516 | 0.32342 | 0.091555 | 0.024587 | 0.024587 | 0.066527 | 0.024963 | 0.14946 | 0.039034 | 0.017866 | 0.013605 | 0.0054261 | 0.033257 | 0.25924 | 0.00098654 | 0.00099901 | 0.00098657 | 0.091392 | 0.0020439 | 0.00099848 | 0.027271 | 0.041232 | 0.032905 | 0.013565 | 0.013565 | 0.027221 | 0.013548 | 0 | 0.027268 | 0.031056 | 0.031056 | 0.019516 | 0.0098657 | 0.027584 | 0.22838 | 0.28227 | 0.53247 | 0.12599 | 0.025475 | 0.025475 | 0.0098657 | 0.035779 | 0.043019 | 0.035779 | 0.036522 | 0.035779 | 0.015279 | 0.014789 | 0.32342 | 0.069506 | 0.024587 | 0.024587 | 0.055028 | 0.041365 | 0.13901 | 0.029771 | 0.067841 | 0.013605 | 0.0054261 | 0.017239 | 0.20339 | 0.00098657 | 0.0034716 | 0.00098657 | 0.091392 | 0.00098657 | 0.00099901 | 0.027271 | 0.034946 | 0.032341 | 0.070417 | 0.035999 | 0.047258 | 0.047258 | 0 | 0.027107 | 0.055539 | 0.055079 | 0.019516 | 0.0098657 | 0.020879 | 0.22838 | 0.28227 | 0.53247 | 0.12599 | 0.0098657 | 0.0098657 | 0.0098657 | 0.014789 | 0.015279 | 0.014789 | 0.015279 | 0.014789 | 0.015091 | 0.014612 | 0.32342 | 0.089371 | 0.024587 | 0.024587 | 0.064239 | 0.024963 | 0.14662 | 0.029771 | 0.067841 | 0.013605 | 0.0054261 | 0.017239 | 0.20339 | 0.00098657 | 0.0039804 | 0.00098657 | 0.091392 | 0.00098657 | 0.00099901 | 0.027271 | 0.041698 | 0.032341 | 0.013548 | 0.070768 | 0.013548 | 0.013548 | 0 |  | 0.055539 | 0.055079 | 0.019516 | 0.0098657 | 0.020879 | 0.22838 | 0.28227 | 0.53247 | 0.12599 | 0.0098657 | 0.0098657 | 0.0098657 | 0.014789 | 0.015279 | 0.014789 | 0.015279 | 0.014789 | 0.014798 | 0.014336 | 0.32342 | 0.091555 | 0.024587 | 0.024587 | 0.066527 | 0.024963 | 0.14946 | 0.089453 | 0.11013 |  |  | 1 | 0.057213 |  |  | 1 | 0.02874 |  | 0.028473
1: terminations | 0.02975 | 0.054819 | 0.013612 | 0.0054612 | 0.017375 | 0.20599 | 0.00050688 | 0.0032457 | 0.00099294 | 0.0075156 | 0.00099294 | 0.000999 | 0.00051366 | 0.27928 | 0.032573 | 0.50687 | 0.50687 | 0.27782 | 0.042213 | 0 | 0.023708 | 0.045464 | 0.044996 | 0.019514 | 0.0098657 | 0.020978 | 0.2313 | 0.2859 | 0.5394 | 0.12756 | 0.0099294 | 0.0099294 | 0.0099294 | 0.015651 | 0.016164 | 0.015651 | 0.016164 | 0.015651 | 0.01113 | 0.010883 | 0.32759 |  | 0.024821 | 0.024821 |  | 0.024963 |  | 0.50975 | 0.010659 | 0.00050681 | 0.0027775 | 0.008925 | 0.015094 | 0.00051025 | 0.09951 | 0.000505 | 0.0095654 | 0.00054659 | 0.0005005 | 0.51366 | 0.51698 | 0.010598 | 0.0075156 | 0.0075156 | 0.0069695 | 0.50687 | 0 | 0.50687 | 0.011205 | 0.011205 | 0.01025 | 0.0099294 | 0.0060375 | 0.6165 | 0.644 | 0.77169 | 0.56425 | 0.0054659 | 0.0054659 | 0.000505 | 0.5075 | 0.50775 | 0.5075 | 0.50775 | 0.5075 | 0.0069816 | 0.0069781 | 0.665 | 0.5125 | 0.5125 | 0.5125 | 0.010506 | 1 | 0.011326 | 0.034606 | 0.14052 | 0.00050681 | 0.0057603 | 0.00050875 | 0.00060375 | 0.00051025 | 0.0005005 | 0.0012976 | 0.54659 | 0.0010473 | 0.00099898 | 0.51366 | 0.00051698 | 0.033608 | 0.00050688 | 0.00050688 | 0.013652 |  | 0 | 0.027362 | 0.00051025 | 0.00051025 | 0.062625 | 0.0099294 | 0.011535 | 0.23581 | 0.29135 | 0.54924 | 0.13027 | 0.010695 | 0.010695 | 0.010473 | 0.15851 | 0.16502 | 0.15851 | 0.16377 | 0.15851 | 0.015389 | 0.014893 | 0.34198 | 0.026393 | 0.027023 | 0.027023 | 0.026007 | 0.024736 | 0.10787 | 0.02975 | 0.13992 | 0.013128 | 0.0054612 | 0.017375 | 0.20599 | 0.03736 | 0.00050688 | 0.00099294 | 0.54659 | 0.00099294 | 0.000999 | 0.00051366 | 0.0071085 | 0.03066 | 0.0069781 | 0.50687 | 0.0069781 | 0.0069781 | 0 | 0.023708 | 0.12858 | 0.12817 | 0.019514 | 0.009868 | 0.020978 | 0.2313 | 0.2859 | 0.5394 | 0.12756 | 0.0099294 | 0.0099294 | 0.0099294 | 0.015651 | 0.50775 | 0.015651 | 0.016164 | 0.5075 | 0.01113 | 0.010883 | 0.32759 | 0.024493 | 0.024821 | 0.024821 | 0.024493 | 0.024963 | 0.10262 | 0.02975 | 0.068149 | 0.013605 | 0.0054612 | 0.017375 | 0.20599 | 0.00098973 | 0.0034859 | 0.00099294 | 0.091951 | 0.00099294 | 0.000999 | 0.026983 | 0.041736 | 0.032335 | 0.013609 | 0.013609 | 0.047381 | 0.040884 | 0 | 0.027268 | 0.055794 | 0.055331 | 0.019514 | 0.0098657 | 0.020978 | 0.2313 | 0.2859 | 0.5394 | 0.12756 | 0.0099294 | 0.0099294 | 0.0099294 | 0.014894 | 0.01539 | 0.014894 | 0.01539 | 0.014894 | 0.015279 | 0.014789 | 0.32759 | 0.091793 | 0.024821 | 0.024821 | 0.066659 | 0.024963 | 0.14958 | 0.02977 | 0.067855 | 0.013605 | 0.0054274 | 0.017244 | 0.20349 | 0.0009868 | 0.0039831 | 0.0009868 | 0.091433 | 0.0009868 | 0.00099901 | 0.027271 | 0.047526 | 0.032341 | 0.025636 | 0.013385 | 0.013574 | 0.013574 | 0 | 0.02727 | 0.055551 | 0.055091 | 0.019516 | 0.0098657 | 0.020883 | 0.22848 | 0.2824 | 0.53273 | 0.12605 | 0.009868 | 0.009868 | 0.009868 | 0.028958 | 0.029705 | 0.028958 | 0.029705 | 0.028958 | 0.015281 | 0.014791 | 0.32357 |  | 0.024595 | 0.024595 | 0.068508 | 0.024963 | 0.15192 | 0.029771 | 0.067841 | 0.013605 | 0.0054261 | 0.017239 | 0.20339 | 0.00098657 | 0.0039804 | 0.00098657 | 0.091392 | 0.00098657 | 0.00099901 | 0.048125 | 0.041698 | 0.032341 | 0.013548 | 0.048071 | 0.013548 | 0.013548 | 0 | 0.02702 | 0.055539 | 0.055079 | 0.019516 | 0.0098657 | 0.020879 | 0.22838 | 0.28227 | 0.53247 | 0.12599 | 0.0098657 | 0.0098657 | 0.0098657 | 0.014789 | 0.015279 | 0.014789 | 0.015279 | 0.014789 | 0.014989 | 0.014516 | 0.32342 | 0.091555 | 0.024587 | 0.024587 | 0.066527 | 0.024963 | 0.14946 | 0.039034 | 0.017866 | 0.013605 | 0.0054261 | 0.033257 | 0.25924 | 0.00098654 | 0.00099901 | 0.00098657 | 0.091392 | 0.0020439 | 0.00099848 | 0.027271 | 0.041232 | 0.032905 | 0.013565 | 0.013565 | 0.027221 | 0.013548 | 0 | 0.027268 | 0.031056 | 0.031056 | 0.019516 | 0.0098657 | 0.027584 | 0.22838 | 0.28227 | 0.53247 | 0.12599 | 0.025475 | 0.025475 | 0.0098657 | 0.035779 | 0.043019 | 0.035779 | 0.036522 | 0.035779 | 0.015279 | 0.014789 | 0.32342 | 0.069506 | 0.024587 | 0.024587 | 0.055028 | 0.041365 | 0.13901 | 0.029771 | 0.067841 | 0.013605 | 0.0054261 | 0.017239 | 0.20339 | 0.00098657 | 0.0034716 | 0.00098657 | 0.091392 | 0.00098657 | 0.00099901 | 0.027271 | 0.034946 | 0.032341 | 0.070417 | 0.035999 | 0.047258 | 0.047258 | 0 | 0.027107 | 0.055539 | 0.055079 | 0.019516 | 0.0098657 | 0.020879 | 0.22838 | 0.28227 | 0.53247 | 0.12599 | 0.0098657 | 0.0098657 | 0.0098657 | 0.014789 | 0.015279 | 0.014789 | 0.015279 | 0.014789 | 0.015091 | 0.014612 | 0.32342 | 0.089371 | 0.024587 | 0.024587 | 0.064239 | 0.024963 | 0.14662 | 0.029771 | 0.067841 | 0.013605 | 0.0054261 | 0.017239 | 0.20339 | 0.00098657 | 0.0039804 | 0.00098657 | 0.091392 | 0.00098657 | 0.00099901 | 0.027271 | 0.041698 | 0.032341 | 0.013548 | 0.070768 | 0.013548 | 0.013548 | 0 |  | 0.055539 | 0.055079 | 0.019516 | 0.0098657 | 0.020879 | 0.22838 | 0.28227 | 0.53247 | 0.12599 | 0.0098657 | 0.0098657 | 0.0098657 | 0.014789 | 0.015279 | 0.014789 | 0.015279 | 0.014789 | 0.014798 | 0.014336 | 0.32342 | 0.091555 | 0.024587 | 0.024587 | 0.066527 | 0.024963 | 0.14946 | 0.088371 | 0.073333 |  |  | 2 | 0.11326 |  |  | 2 | 0.030608 |  | 0.082654
1: offshore joints | 0.02975 | 0.054819 | 0.013612 | 0.0054612 | 0.017375 | 0.20599 | 0.00050688 | 0.0032457 | 0.00099294 | 0.0075156 | 0.00099294 | 0.000999 | 0.00051366 | 0.27928 | 0.032573 | 0.50687 | 0.50687 | 0.27782 | 0.042213 | 0 | 0.023708 | 0.045464 | 0.044996 | 0.019514 | 0.0098657 | 0.020978 | 0.2313 | 0.2859 | 0.5394 | 0.12756 | 0.0099294 | 0.0099294 | 0.0099294 | 0.015651 | 0.016164 | 0.015651 | 0.016164 | 0.015651 | 0.01113 | 0.010883 | 0.32759 |  | 0.024821 | 0.024821 |  | 0.024963 |  | 0.50975 | 0.010659 | 0.00050681 | 0.0027775 | 0.008925 | 0.063394 | 0.00051025 | 0.09951 | 0.000505 | 0.0095654 | 0.00054659 | 0.0005005 | 0.51366 | 0.51698 | 0.010598 | 0.0075156 | 0.0075156 | 0.0069695 | 0.50687 | 0 | 0.50687 | 0.011205 | 0.011205 | 0.01105 | 0.0099294 | 0.0060375 | 0.6165 | 0.644 | 0.77169 | 0.56425 | 0.0054659 | 0.0054659 | 0.000505 | 0.5075 | 0.50775 | 0.5075 | 0.50775 | 0.5075 | 0.0069816 | 0.0069781 | 0.665 | 0.5125 | 0.5125 | 0.5125 | 0.010506 | 0.5125 | 1 | 0.034606 | 0.14052 | 0.00050681 | 0.0057603 | 0.00050875 | 0.00060375 | 0.00051025 | 0.0005005 | 0.0012976 | 0.54659 | 0.0010473 | 0.00099898 | 0.51366 | 0.00051698 | 0.033608 | 0.00050688 | 0.00050688 | 0.013652 |  | 0 | 0.027362 | 0.00051025 | 0.00051025 | 0.062625 | 0.0099294 | 0.011535 | 0.23581 | 0.29135 | 0.54924 | 0.13027 | 0.010695 | 0.010695 | 0.010473 | 0.15851 | 0.16502 | 0.15851 | 0.16377 | 0.15851 | 0.015389 | 0.014893 | 0.34198 | 0.026393 | 0.027023 | 0.027023 | 0.026007 | 0.024736 | 0.10787 | 0.02975 | 0.13992 | 0.013128 | 0.0054612 | 0.017375 | 0.20599 | 0.03736 | 0.00050688 | 0.00099294 | 0.54659 | 0.00099294 | 0.000999 | 0.00051366 | 0.0071085 | 0.03066 | 0.0069781 | 0.50687 | 0.0069781 | 0.0069781 | 0 | 0.023708 | 0.12858 | 0.12817 | 0.019514 | 0.009868 | 0.020978 | 0.2313 | 0.2859 | 0.5394 | 0.12756 | 0.0099294 | 0.0099294 | 0.0099294 | 0.015651 | 0.50775 | 0.015651 | 0.016164 | 0.5075 | 0.01113 | 0.010883 | 0.32759 | 0.024493 | 0.024821 | 0.024821 | 0.024493 | 0.024963 | 0.10262 | 0.02975 | 0.068149 | 0.013605 | 0.0054612 | 0.017375 | 0.20599 | 0.00098973 | 0.0034859 | 0.00099294 | 0.091951 | 0.00099294 | 0.000999 | 0.026983 | 0.041736 | 0.032335 | 0.013609 | 0.013609 | 0.047381 | 0.040884 | 0 | 0.027268 | 0.055794 | 0.055331 | 0.019514 | 0.0098657 | 0.020978 | 0.2313 | 0.2859 | 0.5394 | 0.12756 | 0.0099294 | 0.0099294 | 0.0099294 | 0.014894 | 0.01539 | 0.014894 | 0.01539 | 0.014894 | 0.015279 | 0.014789 | 0.32759 | 0.091793 | 0.024821 | 0.024821 | 0.066659 | 0.024963 | 0.14958 | 0.02977 | 0.067855 | 0.013605 | 0.0054274 | 0.017244 | 0.20349 | 0.0009868 | 0.0039831 | 0.0009868 | 0.091433 | 0.0009868 | 0.00099901 | 0.027271 | 0.047526 | 0.032341 | 0.025636 | 0.013385 | 0.013574 | 0.013574 | 0 | 0.02727 | 0.055551 | 0.055091 | 0.019516 | 0.0098657 | 0.020883 | 0.22848 | 0.2824 | 0.53273 | 0.12605 | 0.009868 | 0.009868 | 0.009868 | 0.028958 | 0.029705 | 0.028958 | 0.029705 | 0.028958 | 0.015281 | 0.014791 | 0.32357 | 0.093829 | 0.024595 | 0.024595 | 0.068508 | 0.024963 | 0.15192 | 0.029771 | 0.067841 | 0.013605 | 0.0054261 | 0.017239 | 0.20339 | 0.00098657 | 0.0039804 | 0.00098657 | 0.091392 | 0.00098657 | 0.00099901 | 0.048125 | 0.041698 | 0.032341 | 0.013548 | 0.048071 | 0.013548 | 0.013548 | 0 | 0.02702 | 0.055539 | 0.055079 | 0.019516 | 0.0098657 | 0.020879 | 0.22838 | 0.28227 | 0.53247 | 0.12599 | 0.0098657 | 0.0098657 | 0.0098657 | 0.014789 | 0.015279 | 0.014789 | 0.015279 | 0.014789 | 0.014989 | 0.014516 | 0.32342 | 0.091555 | 0.024587 | 0.024587 | 0.066527 | 0.024963 | 0.14946 | 0.039034 | 0.017866 | 0.013605 | 0.0054261 | 0.033257 | 0.25924 | 0.00098654 | 0.00099901 | 0.00098657 | 0.091392 | 0.0020439 | 0.00099848 | 0.027271 | 0.041232 | 0.032905 | 0.013565 | 0.013565 | 0.027221 | 0.013548 | 0 | 0.027268 | 0.031056 | 0.031056 | 0.019516 | 0.0098657 | 0.027584 | 0.22838 | 0.28227 | 0.53247 | 0.12599 | 0.025475 | 0.025475 | 0.0098657 | 0.035779 | 0.043019 | 0.035779 | 0.036522 | 0.035779 | 0.015279 | 0.014789 | 0.32342 | 0.069506 | 0.024587 | 0.024587 | 0.055028 | 0.041365 | 0.13901 | 0.029771 | 0.067841 | 0.013605 | 0.0054261 | 0.017239 | 0.20339 | 0.00098657 | 0.0034716 | 0.00098657 | 0.091392 | 0.00098657 | 0.00099901 | 0.027271 | 0.034946 | 0.032341 | 0.070417 | 0.035999 | 0.047258 | 0.047258 | 0 | 0.027107 | 0.055539 | 0.055079 | 0.019516 | 0.0098657 | 0.020879 | 0.22838 | 0.28227 | 0.53247 | 0.12599 | 0.0098657 | 0.0098657 | 0.0098657 | 0.014789 | 0.015279 | 0.014789 | 0.015279 | 0.014789 | 0.015091 | 0.014612 | 0.32342 | 0.089371 | 0.024587 | 0.024587 | 0.064239 | 0.024963 | 0.14662 | 0.029771 | 0.067841 | 0.013605 | 0.0054261 | 0.017239 | 0.20339 | 0.00098657 | 0.0039804 | 0.00098657 | 0.091392 | 0.00098657 | 0.00099901 | 0.027271 | 0.041698 | 0.032341 | 0.013548 | 0.070768 | 0.013548 | 0.013548 | 0 |  | 0.055539 | 0.055079 | 0.019516 | 0.0098657 | 0.020879 | 0.22838 | 0.28227 | 0.53247 | 0.12599 | 0.0098657 | 0.0098657 | 0.0098657 | 0.014789 | 0.015279 | 0.014789 | 0.015279 | 0.014789 | 0.014798 | 0.014336 | 0.32342 | 0.091555 | 0.024587 | 0.024587 | 0.066527 | 0.024963 | 0.14946 | 0.089566 | 0.17926 |  |  | 3 | 0.057518 |  |  | 3 | 0.028654 |  | 0.028864
2: Incorrect turbine operation | 0.02975 | 0.069491 | 0.013598 | 0.0054612 | 0.017375 | 0.20599 | 0.0015143 | 0.00098973 | 0.00099294 | 0.10045 | 0.00099294 | 0.000999 | 0.51366 | 0.0071085 | 0.032235 | 0.0069781 | 0.50687 | 0.0069781 | 0.0069781 | 0 | 0.023708 | 0.060141 | 0.059681 | 0.019514 | 0.0098657 | 0.020978 | 0.2313 | 0.2859 | 0.5394 | 0.12756 | 0.0099294 | 0.0099294 | 0.0099294 | 0.014894 | 0.0069816 | 0.014894 | 0.01539 | 0.0069781 | 0.01113 | 0.010883 | 0.32759 | 0.024493 | 0.024821 | 0.024821 | 0.024493 | 0.024963 | 0.10262 | 0.03889 | 0.018532 | 0.013612 | 0.0054612 | 0.019602 | 0.22225 | 0.00050688 | 0.00099925 | 0.00099294 | 0.0075156 | 0.0011109 | 0.00099895 | 0.00051366 | 0.037821 | 0.033101 | 0.0069695 | 0.0069695 | 0.013609 |  | 0 | 0.027316 | 0.022548 | 0.022548 | 0.019514 | 0.0098657 | 0.022072 | 0.2313 | 0.2859 | 0.5394 | 0.12756 | 0.013781 | 0.013781 | 0.0099294 | 0.019133 | 0.023104 | 0.019133 | 0.019646 | 0.019133 | 0.015335 | 0.014842 | 0.32759 | 0.060511 | 0.024821 | 0.024821 | 0.049815 | 0.036783 | 0.1339 | 1 | 0.0099401 | 0.00050681 | 0.037463 | 0.0089206 | 0.011773 | 0.00051025 | 0.000505 | 0.000505 | 0.0095654 | 0.00054659 | 0.0005005 | 0.51366 | 0.51698 | 0.010598 | 0.0075156 | 0.0075156 | 0.50688 | 0.50687 | 0 | 0.50687 | 0.011205 | 0.011205 | 0.01025 | 0.0099294 | 0.47823 | 0.012022 | 0.012558 | 0.015048 | 0.011003 | 0.0050975 | 0.505 | 0.0027775 | 0.0027912 | 0.0027926 | 0.0027912 | 0.0027926 | 0.0027912 | 0.0069816 | 0.0069781 | 0.0036575 | 0.5125 | 0.0028187 | 0.0028187 | 0.010506 | 0.5125 | 0.011326 | 0.043638 | 0.018532 | 0.00050681 | 0.0057603 | 0.00050875 | 0.00060375 | 0.00051025 | 0.0005005 | 0.0012976 | 0.0075156 | 0.0011325 | 0.00099893 | 0.51366 | 0.00051698 | 0.033608 | 0.00050688 | 0.00050688 | 0.013652 | 0.25784 | 0 | 0.027362 | 0.00051025 | 0.00051025 | 0.062625 | 0.0099294 | 0.011535 | 0.23581 | 0.29135 | 0.54924 | 0.13027 | 0.011539 | 0.011539 | 0.010473 | 0.15851 | 0.16502 | 0.15851 | 0.16377 | 0.15851 | 0.015389 | 0.014893 | 0.34198 | 0.026393 | 0.027023 | 0.027023 | 0.026007 | 0.024736 | 0.10787 | 0.02975 | 0.069491 | 0.013598 | 0.0054612 | 0.017375 | 0.20599 | 0.0015143 | 0.00098973 | 0.00099294 | 0.10045 | 0.00099294 | 0.000999 | 0.00051366 | 0.0071085 | 0.032235 | 0.0069781 | 0.50688 | 0.0069781 | 0.0069781 | 0 | 0.023708 | 0.060141 | 0.059681 | 0.019514 | 0.0098657 | 0.020978 | 0.2313 | 0.2859 | 0.5394 | 0.12756 | 0.0099294 | 0.0099294 | 0.0099294 | 0.015651 | 0.50775 | 0.015651 | 0.016164 | 0.5075 | 0.01113 | 0.010883 | 0.32759 | 0.024493 | 0.024821 | 0.024821 | 0.024493 | 0.024963 | 0.10262 | 0.02975 | 0.068149 | 0.013605 | 0.0054612 | 0.017375 | 0.20599 | 0.00098973 | 0.0034859 | 0.00099294 | 0.091951 | 0.00099294 | 0.000999 | 0.026983 | 0.041736 | 0.032335 | 0.013609 | 0.013609 | 0.047381 | 0.040884 | 0 | 0.027268 | 0.055794 | 0.055331 | 0.019514 | 0.0098657 | 0.020978 | 0.2313 | 0.2859 | 0.5394 | 0.12756 | 0.0099294 | 0.0099294 | 0.0099294 | 0.014894 | 0.01539 | 0.014894 | 0.01539 | 0.014894 | 0.015279 | 0.014789 | 0.32759 | 0.091793 | 0.024821 | 0.024821 | 0.066659 | 0.024963 | 0.14958 | 0.029771 | 0.067841 | 0.013605 | 0.0054262 | 0.017239 | 0.2034 | 0.00098657 | 0.0039825 | 0.00098657 | 0.091393 | 0.00098657 | 0.00099901 | 0.027271 | 0.047526 | 0.032341 | 0.025636 | 0.013385 | 0.013574 | 0.013574 | 0 | 0.02727 | 0.055539 | 0.055079 | 0.019516 | 0.0098657 | 0.020879 | 0.22838 | 0.28227 | 0.53248 | 0.12599 | 0.0098657 | 0.0098657 | 0.0098657 | 0.029186 | 0.029932 | 0.029186 | 0.029932 | 0.029186 | 0.015281 | 0.014791 | 0.32342 | 0.093441 | 0.024587 | 0.024587 | 0.068503 | 0.024963 | 0.15191 | 0.029771 | 0.067841 | 0.013605 | 0.0054261 | 0.017239 | 0.20339 | 0.00098657 | 0.0039804 | 0.00098657 | 0.091392 | 0.00098657 | 0.00099901 | 0.048125 | 0.041698 | 0.032341 | 0.013548 | 0.048071 | 0.013548 | 0.013548 | 0 | 0.02702 | 0.055539 | 0.055079 | 0.019516 | 0.0098657 | 0.020879 | 0.22838 | 0.28227 | 0.53247 | 0.12599 | 0.0098657 | 0.0098657 | 0.0098657 | 0.014789 | 0.015279 | 0.014789 | 0.015279 | 0.014789 | 0.014989 | 0.014516 | 0.32342 | 0.091555 | 0.024587 | 0.024587 | 0.066527 | 0.024963 | 0.14946 | 0.039034 | 0.017866 | 0.013605 | 0.0054261 | 0.033257 | 0.25924 | 0.00098654 | 0.00099901 | 0.00098657 | 0.091392 | 0.0020439 | 0.00099848 | 0.027271 | 0.041232 | 0.032905 | 0.013565 | 0.013565 | 0.027221 | 0.013548 | 0 | 0.027268 | 0.031056 | 0.031056 | 0.019516 | 0.0098657 | 0.027584 | 0.22838 | 0.28227 | 0.53247 | 0.12599 | 0.025475 | 0.025475 | 0.0098657 | 0.035779 | 0.043019 | 0.035779 | 0.036522 | 0.035779 | 0.015279 | 0.014789 | 0.32342 | 0.069506 | 0.024587 | 0.024587 | 0.055028 | 0.041365 | 0.13901 | 0.029771 | 0.067841 | 0.013605 | 0.0054261 | 0.017239 | 0.20339 | 0.00098657 | 0.0034716 | 0.00098657 | 0.091392 | 0.00098657 | 0.00099901 | 0.027271 | 0.034946 | 0.032341 | 0.070417 | 0.035999 | 0.047258 | 0.047258 | 0 | 0.027107 | 0.055539 | 0.055079 | 0.019516 | 0.0098657 | 0.020879 | 0.22838 | 0.28227 | 0.53247 | 0.12599 | 0.0098657 | 0.0098657 | 0.0098657 | 0.014789 | 0.015279 | 0.014789 | 0.015279 | 0.014789 | 0.015091 | 0.014612 | 0.32342 | 0.089371 | 0.024587 | 0.024587 | 0.064239 | 0.024963 | 0.14662 | 0.072757 | 0.071662 |  |  | 4 | 0.055686 |  |  | 4 | 0.02652 |  | 0.029166
2: Increased turbine loads |  |  | 0.013598 | 0.0054612 | 0.017375 | 0.20599 | 0.0015143 | 0.00098973 | 0.00099294 | 0.10045 | 0.00099294 | 0.000999 | 0.00051366 | 0.033549 | 0.010598 | 0.0069781 | 0.020996 | 0.0069781 | 0.0069781 | 0 |  |  |  | 0.019514 | 0.0098657 |  | 0.2313 | 0.2859 | 0.5394 | 0.12756 | 0.0099294 | 0.0099294 | 0.0099294 | 0.015651 | 0.019347 | 0.015651 | 0.016164 | 0.018836 | 0.015217 | 0.014731 | 0.32759 | 0.024185 | 0.024821 | 0.024821 | 0.024185 | 0.024963 | 0.10038 | 0.025187 | 0.010659 | 0.00050681 |  | 0.50875 | 0.60375 | 0.00050688 | 0.0005005 |  | 0.0075156 | 0.00054659 | 0.00099923 | 0.0070628 | 0.51698 | 0.021873 | 0.0069695 | 0.0069695 | 0.013609 |  | 0 | 0.027316 | 0.51025 | 0.51025 | 0.50161 | 0.0099294 | 0.22307 |  |  |  |  | 0.062136 | 0.062136 | 0.010746 | 0.02058 | 0.024609 | 0.02058 | 0.021149 | 0.02058 | 0.015335 | 0.014842 |  |  |  |  | 0.36486 | 0.27401 | 0.44721 | 0.0099401 | 1 | 0.00050681 | 0.50275 | 0.50875 | 0.011773 | 0.1411 | 0.000505 | 0.000505 | 0.54659 | 0.0005005 | 0.0005005 | 0.00051366 | 0.00051698 | 0.010598 | 0.50687 | 0.50688 | 0.50687 | 0.50687 | 0 | 0.50687 | 0.51025 | 0.51025 | 0.01025 | 0.0099294 | 0.0060375 | 0.012022 | 0.012558 | 0.015048 | 0.011003 | 0.0050975 | 0.505 | 0.0027775 | 0.0027912 | 0.0027926 | 0.0027912 | 0.0027926 | 0.0027912 | 0.0069816 | 0.0069781 | 0.0036575 | 0.5125 | 0.0028188 | 0.0028188 | 0.5125 | 0.0005125 | 0.5525 | 0.025187 | 0.010659 | 0.00050681 |  | 0.50875 | 0.60375 | 0.00051025 | 0.0005005 |  | 0.0075156 | 0.00054659 | 0.00099923 | 0.0070628 | 0.51698 | 0.021873 | 0.0069695 | 0.0069695 | 0.013609 |  | 0 | 0.027316 | 0.51025 | 0.51025 | 0.50161 | 0.0099294 | 0.22307 |  |  |  |  | 0.062136 | 0.062136 | 0.010746 | 0.02058 | 0.024609 | 0.02058 | 0.021149 | 0.02058 | 0.015335 | 0.014842 |  |  |  |  | 0.36486 | 0.27401 | 0.44721 |  |  | 0.013598 | 0.0054612 | 0.017375 | 0.20599 | 0.0015143 | 0.00098973 | 0.00099294 | 0.10045 | 0.00099294 | 0.000999 | 0.00051366 | 0.033549 | 0.010598 | 0.0069781 | 0.020996 | 0.0069781 | 0.0069781 | 0 |  |  |  | 0.019514 | 0.0098657 |  | 0.2313 | 0.2859 | 0.5394 | 0.12756 | 0.0099294 | 0.0099294 | 0.0099294 | 0.015651 | 0.019347 | 0.015651 | 0.016164 | 0.018836 | 0.015217 | 0.014731 | 0.32759 | 0.024185 | 0.024821 | 0.024821 | 0.024185 | 0.024963 | 0.10038 | 0.02975 |  | 0.013605 | 0.0054612 | 0.017375 | 0.20599 | 0.00098973 |  | 0.00099294 | 0.091951 | 0.00099294 | 0.000999 | 0.026983 | 0.041736 | 0.032335 | 0.013609 | 0.013609 | 0.013548 | 0.013548 | 0 | 0.027268 | 0.055794 | 0.055331 | 0.019514 | 0.0098657 | 0.020978 | 0.2313 | 0.2859 | 0.5394 | 0.12756 | 0.0099294 | 0.0099294 | 0.0099294 | 0.014894 | 0.01539 | 0.014894 | 0.01539 | 0.014894 | 0.015279 | 0.014789 | 0.32759 |  | 0.024821 | 0.024821 |  | 0.024963 |  |  | 0.017866 | 0.013605 | 0.0054262 | 0.033253 | 0.25923 | 0.00098654 | 0.00099901 | 0.00098657 | 0.091392 | 0.0020436 | 0.00099848 | 0.027271 | 0.041232 | 0.032905 | 0.013565 | 0.013565 | 0.027194 | 0.013549 | 0 | 0.027268 | 0.031056 | 0.031056 | 0.019516 | 0.0098657 |  | 0.22838 | 0.28227 | 0.53248 | 0.12599 | 0.025472 | 0.025472 | 0.0098657 | 0.035776 | 0.043015 | 0.035776 | 0.036519 | 0.035776 | 0.015279 | 0.014789 | 0.32342 |  | 0.024587 | 0.024587 | 0.055028 | 0.041364 | 0.13901 | 0.029771 | 0.068142 | 0.013605 | 0.0054261 | 0.017239 | 0.20339 | 0.00098657 | 0.0038487 | 0.00098657 | 0.091392 | 0.00098657 | 0.00099901 | 0.027271 | 0.041698 | 0.032341 | 0.013548 |  | 0.013548 | 0.013548 | 0 | 0.020137 | 0.055539 | 0.055079 | 0.019516 | 0.0098657 | 0.020879 | 0.22838 | 0.28227 | 0.53247 | 0.12599 | 0.0098657 | 0.0098657 | 0.0098657 | 0.014789 | 0.015279 | 0.014789 | 0.015279 | 0.014789 | 0.0069816 | 0.0069781 | 0.32342 |  | 0.024587 | 0.024587 |  | 0.024963 |  | 0.029771 |  | 0.013605 | 0.0054261 | 0.017239 | 0.20339 | 0.00098654 |  | 0.00098657 | 0.091392 | 0.00098657 | 0.00099901 | 0.027271 | 0.04171 | 0.032341 | 0.013565 | 0.013565 | 0.013548 | 0.013548 | 0 | 0.027268 | 0.055539 | 0.055079 | 0.019516 | 0.0098657 | 0.020879 | 0.22838 | 0.28227 | 0.53247 | 0.12599 | 0.0098657 | 0.0098657 | 0.0098657 | 0.014789 | 0.015279 | 0.014789 | 0.015279 | 0.014789 | 0.015279 | 0.014789 | 0.32342 |  | 0.024587 | 0.024587 |  | 0.024963 |  | 0.029771 | 0.068142 | 0.013605 | 0.0054261 | 0.017239 | 0.20339 | 0.00098657 | 0.0034716 | 0.00098657 | 0.091392 | 0.00098657 | 0.00099901 | 0.027271 | 0.041706 | 0.032341 | 0.013565 | 0.013565 | 0.050466 | 0.04394 | 0 | 0.027268 | 0.055539 | 0.055079 | 0.019516 | 0.0098657 | 0.020879 | 0.22838 | 0.28227 | 0.53247 | 0.12599 | 0.0098657 | 0.0098657 | 0.0098657 | 0.014789 | 0.015279 | 0.014789 | 0.015279 | 0.014789 | 0.015279 | 0.014789 | 0.32342 |  | 0.024587 | 0.024587 |  | 0.024963 |  | 0.085429 | 0.07858 |  |  | 5 | 0.076764 |  |  | 5 | 0.060764 |  | 0.016
2: Vessel or Aircraft Collision | 0.50975 | 0.50975 | 0.00050681 | 0.0027875 | 0.0069317 | 0.0082261 | 0.00050681 | 0.5005 | 0.00050681 | 0.0074473 | 0.00050681 | 0.0005005 | 0.51366 | 0.51698 | 0.021873 | 0.50687 | 0.50688 | 0.026433 | 0.026433 | 0 | 0.023708 | 0.51025 | 0.51025 | 0.019684 | 0.0099294 | 0.47823 | 0.0083998 | 0.0087745 | 0.010514 | 0.0076879 | 0.0050681 | 0.0050681 | 0.0050681 | 0.0069147 | 0.0069181 | 0.0069147 | 0.0069181 | 0.0069147 | 0.01113 | 0.010883 | 0.0090606 | 0.44068 | 0.0069828 | 0.0069828 | 0.36486 | 0.0005125 | 0.44721 | 0.50975 | 0.50975 | 0.00050681 | 0.0027875 | 0.0069317 | 0.0082261 | 0.00050681 | 0.5005 | 0.00050681 | 0.0074473 | 0.00050681 | 0.0005005 | 0.51366 | 0.51698 | 0.021873 | 0.50687 | 0.50688 | 0.026433 | 0.026433 | 0 | 0.023708 | 0.51025 | 0.51025 | 0.019684 | 0.0099294 | 0.47823 | 0.0083998 | 0.0087745 | 0.010514 | 0.0076879 | 0.0050681 | 0.0050681 | 0.0050681 | 0.0069147 | 0.0069181 | 0.0069147 | 0.0069181 | 0.0069147 | 0.01113 | 0.010883 | 0.0090606 | 0.44068 | 0.0069828 | 0.0069828 | 0.36486 | 0.0005125 | 0.44721 | 0.50975 | 0.50975 | 1 | 0.0027875 | 0.0069317 | 0.0082261 | 0.00050681 | 0.5005 | 0.00050681 | 0.0074473 | 0.00050681 | 0.0005005 | 0.51366 | 0.51698 | 0.021873 | 0.50687 | 0.50688 | 0.026433 | 0.026433 | 0 | 0.023708 | 0.51025 | 0.51025 | 0.019684 | 0.0050681 | 0.505 | 0.0083998 | 0.0087745 | 0.010514 | 0.0076879 | 0.0050681 | 0.0050681 | 0.0050681 | 0.0069147 | 0.0069181 | 0.0069147 | 0.0069181 | 0.0069147 | 0.01113 | 0.010883 | 0.0090606 | 0.44068 | 0.0069828 | 0.0069828 | 0.36486 | 0.0005125 | 0.44721 | 0.50975 | 0.50975 | 0.00050681 | 0.0027875 | 0.0069317 | 0.0082261 | 0.00050681 | 0.5005 | 0.00050681 | 0.0074473 | 0.00050681 | 0.0005005 | 0.51366 | 0.51698 | 0.021873 | 0.50687 | 0.50688 | 0.026433 | 0.026433 | 0 | 0.023708 | 0.51025 | 0.51025 | 0.019684 | 0.0099294 | 0.47823 | 0.0083998 | 0.0087745 | 0.010514 | 0.0076879 | 0.0050681 | 0.0050681 | 0.0050681 | 0.0069147 | 0.0069181 | 0.0069147 | 0.0069181 | 0.0069147 | 0.01113 | 0.010883 | 0.0090606 | 0.44068 | 0.0069828 | 0.0069828 | 0.36486 | 0.0005125 | 0.44721 | 0.50975 | 0.50975 | 0.00050681 | 0.0027875 | 0.0069317 | 0.0082261 | 0.00050681 | 0.5005 | 0.00050681 | 0.0074473 | 0.00050681 | 0.0005005 | 0.51366 | 0.51698 | 0.021873 | 0.50687 | 0.50688 | 0.026433 | 0.026433 | 0 | 0.023708 | 0.51025 | 0.51025 | 0.019684 | 0.0099294 | 0.47823 | 0.0083998 | 0.0087745 | 0.010514 | 0.0076879 | 0.0050681 | 0.0050681 | 0.0050681 | 0.0069147 | 0.0069181 | 0.0069147 | 0.0069181 | 0.0069147 | 0.01113 | 0.010883 | 0.0090606 | 0.44068 | 0.0069828 | 0.0069828 | 0.36486 | 0.0005125 | 0.44721 | 0.02975 | 0.068236 | 0.013605 | 0.0054612 | 0.017375 | 0.20599 | 0.00099294 | 0.0034875 | 0.00099294 | 0.092507 | 0.00099294 | 0.000999 | 0.00051366 | 0.041709 | 0.032334 | 0.013559 | 0.013559 | 0.048749 | 0.042213 | 0 | 0.027268 | 0.055862 | 0.055399 | 0.019514 | 0.0098657 | 0.020978 | 0.2313 | 0.2859 | 0.5394 | 0.12756 | 0.0099294 | 0.0099294 | 0.0099294 | 0.015651 | 0.016164 | 0.015651 | 0.016164 | 0.015651 | 0.015279 | 0.01479 | 0.32759 | 0.091845 | 0.024821 | 0.024821 | 0.066682 | 0.024963 | 0.1496 | 0.02975 | 0.068236 | 0.013605 | 0.0054612 | 0.017375 | 0.20599 | 0.00099294 | 0.0034875 | 0.00099294 | 0.092507 | 0.00099294 | 0.000999 | 0.028786 | 0.034952 | 0.032334 | 0.056649 | 0.028632 | 0.040884 | 0.040884 | 0 | 0.02716 | 0.055862 | 0.055399 | 0.019514 | 0.0098657 | 0.020978 | 0.2313 | 0.2859 | 0.5394 | 0.12756 | 0.0099294 | 0.0099294 | 0.0099294 | 0.014894 | 0.01539 | 0.014894 | 0.01539 | 0.014894 | 0.015153 | 0.01467 | 0.32759 | 0.089661 | 0.024821 | 0.024821 | 0.064393 | 0.024963 | 0.14676 | 0.029771 | 0.067841 | 0.013605 | 0.0054261 | 0.017239 | 0.20339 | 0.00098657 | 0.0039804 | 0.00098657 | 0.091392 | 0.00098657 | 0.00099901 | 0.027271 | 0.041619 | 0.032341 | 0.013385 | 0.013385 | 0.013548 | 0.013548 | 0 | 0.02727 | 0.055539 | 0.055079 | 0.019516 | 0.0098657 | 0.020879 | 0.22838 | 0.28227 | 0.53247 | 0.12599 | 0.0098657 | 0.0098657 | 0.0098657 | 0.029189 | 0.029936 | 0.029189 | 0.029936 | 0.029189 | 0.015281 | 0.014791 | 0.32342 | 0.09153 | 0.024587 | 0.024587 | 0.066501 | 0.024963 | 0.14943 | 0.029771 | 0.067841 | 0.013605 | 0.0054261 | 0.017239 | 0.20339 | 0.00098657 | 0.0034716 | 0.00098657 | 0.091392 | 0.00098657 | 0.00099901 | 0.028776 | 0.034946 | 0.032341 | 0.056333 | 0.028504 | 0.040697 | 0.040697 | 0 | 0.027161 | 0.055539 | 0.055079 | 0.019516 | 0.0098657 | 0.020879 | 0.22838 | 0.28227 | 0.53247 | 0.12599 | 0.0098657 | 0.0098657 | 0.0098657 | 0.014789 | 0.015279 | 0.014789 | 0.015279 | 0.014789 | 0.015154 | 0.014671 | 0.32342 | 0.089371 | 0.024587 | 0.024587 | 0.064239 | 0.024963 | 0.14662 | 0.029771 | 0.067841 | 0.013605 | 0.0054261 | 0.017239 | 0.20339 | 0.00098657 | 0.0039804 | 0.00098657 | 0.091392 | 0.00098657 | 0.00099901 | 0.027271 | 0.041619 | 0.032341 | 0.013385 | 0.013385 | 0.013548 | 0.013548 | 0 | 0.02727 | 0.055539 | 0.055079 | 0.019516 | 0.0098657 | 0.020879 | 0.22838 | 0.28227 | 0.53247 | 0.12599 | 0.0098657 | 0.0098657 | 0.0098657 | 0.029189 | 0.029936 | 0.029189 | 0.029936 | 0.029189 | 0.015281 | 0.014791 | 0.32342 | 0.09153 | 0.024587 | 0.024587 | 0.066501 | 0.024963 | 0.14943 | 0.10301 | 0.011375 |  |  | 6 | 0.15054 |  |  | 6 | 0.11095 |  | 0.039592
2: Falling topside components | 0.02975 | 0.069578 | 0.013598 | 0.0054612 | 0.017375 | 0.20599 | 0.001539 | 0.00098973 | 0.00099294 | 0.101 | 0.00099294 | 0.000999 | 0.00051366 | 0.033549 | 0.03201 | 0.0069781 | 0.021021 | 0.0069781 | 0.0069781 | 0 | 0.027215 | 0.069941 | 0.069491 | 0.019514 | 0.0098657 | 0.020978 | 0.2313 | 0.2859 | 0.5394 | 0.12756 | 0.0099294 | 0.0099294 | 0.0099294 | 0.015651 | 0.019651 | 0.015651 | 0.016164 | 0.019137 | 0.015217 | 0.01473 | 0.32759 | 0.024185 | 0.024821 | 0.024821 | 0.024185 | 0.024963 | 0.10038 | 0.025187 | 0.010659 | 0.00050681 | 0.14466 | 0.50875 | 0.60375 | 0.00050688 | 0.0005005 | 0.02655 | 0.0075156 | 0.00054659 | 0.00099923 | 0.0070628 | 0.51698 | 0.021873 | 0.0069695 | 0.0069695 | 0.0069695 | 0.47045 | 0 | 0.020137 | 0.51025 | 0.51025 |  | 0.0099294 | 0.22307 | 0.24129 | 0.2968 | 0.55457 | 0.13581 | 0.505 | 0.505 | 0.010746 | 0.5075 | 0.50775 | 0.5075 | 0.50775 | 0.5075 | 0.0069816 | 0.0069781 | 0.62755 | 0.44068 | 0.44131 | 0.44131 | 0.36486 | 0.27401 | 0.44721 | 0.015048 | 0.13837 | 0.00050681 | 1 | 0.14267 | 0.60375 | 0.1411 | 0.19656 | 0.09951 | 0.54659 | 0.0005005 | 0.0005005 | 0.51366 | 0.51698 | 0.010598 | 0.50688 | 0.0069781 | 0.50687 | 0.50687 | 0 | 0.50687 | 0.51025 | 0.51025 | 0.01025 | 0.0099294 | 0.47823 | 0.0033907 | 0.003542 | 0.0042443 | 0.0031034 | 0.0027775 | 0.0027775 | 0.0027775 | 0.0027912 | 0.0027926 | 0.0027912 | 0.0027926 | 0.0027912 | 0.0069816 | 0.0069781 | 0.0036575 | 0.5125 | 0.0028187 | 0.0028187 | 0.010506 | 0.010506 | 0.011326 | 0.025187 | 0.010659 | 0.00050681 | 0.14466 | 0.50875 | 0.60375 | 0.00050688 | 0.0005005 | 0.02655 | 0.0075156 | 0.00054659 | 0.00099923 | 0.0070628 | 0.51698 | 0.021873 | 0.0069695 | 0.0069695 | 0.0069695 | 0.47045 | 0 | 0.020137 | 0.51025 | 0.51025 |  | 0.0099294 | 0.22307 | 0.24129 | 0.2968 | 0.55457 | 0.13581 | 0.505 | 0.505 | 0.010746 | 0.5075 | 0.50775 | 0.5075 | 0.50775 | 0.5075 | 0.0069816 | 0.0069781 | 0.62755 | 0.44068 | 0.44131 | 0.44131 | 0.36486 | 0.27401 | 0.44721 | 0.02975 | 0.069578 | 0.013598 | 0.0054612 | 0.017375 | 0.20599 | 0.001539 | 0.00098973 | 0.00099294 | 0.101 | 0.00099294 | 0.000999 | 0.00051366 | 0.033549 | 0.03201 | 0.0069781 | 0.021021 | 0.0069781 | 0.0069781 | 0 | 0.027215 | 0.069941 | 0.069491 | 0.019514 | 0.0098657 | 0.020978 | 0.2313 | 0.2859 | 0.5394 | 0.12756 | 0.0099294 | 0.0099294 | 0.0099294 | 0.015651 | 0.019651 | 0.015651 | 0.016164 | 0.019137 | 0.015217 | 0.01473 | 0.32759 | 0.024185 | 0.024821 | 0.024821 | 0.024185 | 0.024963 | 0.10038 | 0.02975 | 0.068236 | 0.013605 | 0.0054612 | 0.017375 | 0.20599 | 0.00099294 | 0.0039982 | 0.00099294 | 0.092507 | 0.00099294 | 0.000999 | 0.026983 | 0.041729 | 0.032334 | 0.0136 | 0.013609 | 0.0136 | 0.0136 | 0 | 0.027268 | 0.055862 | 0.055399 | 0.019514 | 0.0098657 | 0.020978 | 0.2313 | 0.2859 | 0.5394 | 0.12756 | 0.0099294 | 0.0099294 | 0.0099294 | 0.014894 | 0.01539 | 0.014894 | 0.01539 | 0.014894 | 0.015279 | 0.014789 | 0.32759 | 0.091852 | 0.024821 | 0.024821 | 0.066689 | 0.024963 | 0.14961 | 0.039034 | 0.017866 | 0.013605 | 0.0054262 | 0.033253 | 0.25923 | 0.00098651 | 0.00099901 | 0.00098657 | 0.091388 | 0.0020436 | 0.00099848 | 0.027271 | 0.041232 | 0.032905 | 0.013565 | 0.013565 | 0.027194 | 0.013549 | 0 | 0.027268 | 0.031056 | 0.031056 | 0.019516 | 0.0098657 | 0.027582 | 0.22838 | 0.28227 | 0.53248 | 0.12599 | 0.025472 | 0.025472 | 0.0098657 | 0.035776 | 0.043015 | 0.035776 | 0.036519 | 0.035776 | 0.015279 | 0.014789 | 0.32342 | 0.069505 | 0.024587 | 0.024587 | 0.055027 | 0.041364 | 0.13901 | 0.029771 | 0.067841 | 0.013605 | 0.0054261 | 0.017239 | 0.20339 | 0.00098657 | 0.0039804 | 0.00098657 | 0.091392 | 0.00098657 | 0.00099901 | 0.027271 | 0.041698 | 0.032341 | 0.013548 | 0.049041 | 0.013548 | 0.013548 | 0 | 0.027013 | 0.055539 | 0.055079 | 0.019516 | 0.0098657 | 0.020879 | 0.22838 | 0.28227 | 0.53247 | 0.12599 | 0.0098657 | 0.0098657 | 0.0098657 | 0.014789 | 0.015279 | 0.014789 | 0.015279 | 0.014789 | 0.014981 | 0.014509 | 0.32342 | 0.091555 | 0.024587 | 0.024587 | 0.066527 | 0.024963 | 0.14946 | 0.029771 | 0.067841 | 0.013605 | 0.0054261 | 0.017239 | 0.20339 | 0.00098657 | 0.0039804 | 0.00098657 | 0.091392 | 0.00098657 | 0.00099901 | 0.027271 | 0.041698 | 0.032341 | 0.013548 | 0.013565 | 0.013548 | 0.013548 | 0 | 0.027268 | 0.055539 | 0.055079 | 0.019516 | 0.0098657 | 0.020879 | 0.22838 | 0.28227 | 0.53247 | 0.12599 | 0.0098657 | 0.0098657 | 0.0098657 | 0.014789 | 0.015279 | 0.014789 | 0.015279 | 0.014789 | 0.015279 | 0.014789 | 0.32342 | 0.091555 | 0.024587 | 0.024587 | 0.066527 | 0.024963 | 0.14946 | 0.029771 | 0.067841 | 0.013605 | 0.0054261 | 0.017239 | 0.20339 | 0.00098657 | 0.0034716 | 0.00098657 | 0.091392 | 0.00098657 | 0.00099901 | 0.027271 | 0.041706 | 0.032341 | 0.013565 | 0.013565 | 0.047247 | 0.040697 | 0 | 0.027268 | 0.055539 | 0.055079 | 0.019516 | 0.0098657 | 0.020879 | 0.22838 | 0.28227 | 0.53247 | 0.12599 | 0.0098657 | 0.0098657 | 0.0098657 | 0.014789 | 0.015279 | 0.014789 | 0.015279 | 0.014789 | 0.015279 | 0.014789 | 0.32342 | 0.091558 | 0.024587 | 0.024587 | 0.06653 | 0.024963 | 0.14946 | 0.10798 | 0.043435 |  |  | 7 | 0.18949 |  |  | 7 | 0.18949 |  | 0
2: Turbine parked | 0.02975 | 0.069491 | 0.013598 | 0.0054612 | 0.017375 | 0.20599 | 0.0015143 | 0.00098973 | 0.00099294 | 0.10045 | 0.00099294 | 0.000999 | 0.51366 | 0.0071085 | 0.032235 | 0.0069781 | 0.50687 | 0.0069781 | 0.0069781 | 0 | 0.023708 | 0.060141 | 0.059681 | 0.019514 | 0.0098657 | 0.020978 | 0.2313 | 0.2859 | 0.5394 | 0.12756 | 0.0099294 | 0.0099294 | 0.0099294 | 0.014894 | 0.0069816 | 0.014894 | 0.01539 | 0.0069781 | 0.01113 | 0.010883 | 0.32759 | 0.024493 | 0.024821 | 0.024821 | 0.024493 | 0.024963 | 0.10262 | 0.02975 | 0.054819 | 0.013612 | 0.0054612 | 0.017375 | 0.20599 | 0.00050688 | 0.0032457 | 0.00099294 | 0.0075156 | 0.00099294 | 0.000999 | 0.00051366 | 0.27928 | 0.032573 | 0.50688 | 0.50688 | 0.27782 | 0.042213 | 0 | 0.023708 | 0.045464 | 0.044996 | 0.019514 | 0.0098657 | 0.020978 | 0.2313 | 0.2859 | 0.5394 | 0.12756 | 0.0099294 | 0.0099294 | 0.0099294 | 0.015651 | 0.016164 | 0.015651 | 0.016164 | 0.015651 | 0.01113 | 0.010883 | 0.32759 |  | 0.024821 | 0.024821 |  | 0.024963 |  | 0.50975 | 0.010659 | 0.00050681 | 0.0027775 | 1 | 0.010566 | 0.00051025 | 0.09951 | 0.000505 | 0.0095654 | 0.00054659 | 0.0005005 | 0.51366 | 0.51698 | 0.010598 | 0.0075156 | 0.0075156 | 0.0069695 | 0.50687 | 0 | 0.50687 | 0.011205 | 0.011205 | 0.51 | 0.0099294 | 0.0050875 | 0.6165 | 0.644 | 0.77169 | 0.56425 | 0.0054659 | 0.0054659 | 0.000505 | 0.5075 | 0.50775 | 0.5075 | 0.50775 | 0.5075 | 0.0069816 | 0.0069781 | 0.665 | 0.5125 | 0.5125 | 0.5125 | 0.010506 | 0.5125 | 0.011326 | 0.034606 | 0.14052 | 0.00050681 | 0.0057603 | 0.00050875 | 0.00060375 | 0.00051025 | 0.0005005 | 0.0012976 | 0.54659 | 0.0010473 | 0.00099898 | 0.51366 | 0.00051698 | 0.033608 | 0.00050688 | 0.00050688 | 0.013652 | 0.25784 | 0 | 0.027362 | 0.00051025 | 0.00051025 | 0.062625 | 0.0099294 | 0.011535 | 0.23581 | 0.29135 | 0.54924 | 0.13027 | 0.010695 | 0.010695 | 0.010473 | 0.15851 | 0.16502 | 0.15851 | 0.16377 | 0.15851 | 0.015389 | 0.014893 | 0.34198 | 0.026393 | 0.027023 | 0.027023 | 0.026007 | 0.024736 | 0.10787 | 0.02975 | 0.069491 | 0.013598 | 0.0054612 | 0.017375 | 0.20599 | 0.0015143 | 0.00098973 | 0.00099294 | 0.10045 | 0.00099294 | 0.000999 | 0.00051366 | 0.0071085 | 0.032235 | 0.0069781 | 0.50687 | 0.0069781 | 0.0069781 | 0 | 0.023708 | 0.060141 | 0.059681 | 0.019514 | 0.0098657 | 0.020978 | 0.2313 | 0.2859 | 0.5394 | 0.12756 | 0.0099294 | 0.0099294 | 0.0099294 | 0.015651 | 0.50775 | 0.015651 | 0.016164 | 0.5075 | 0.01113 | 0.010883 | 0.32759 | 0.024493 | 0.024821 | 0.024821 | 0.024493 | 0.024963 | 0.10262 | 0.02975 | 0.068149 | 0.013605 | 0.0054612 | 0.017375 | 0.20599 | 0.00098973 | 0.0034859 | 0.00099294 | 0.091951 | 0.00099294 | 0.000999 | 0.026983 | 0.041736 | 0.032335 | 0.013609 | 0.013609 | 0.047381 | 0.040884 | 0 | 0.027268 | 0.055794 | 0.055331 | 0.019514 | 0.0098657 | 0.020978 | 0.2313 | 0.2859 | 0.5394 | 0.12756 | 0.0099294 | 0.0099294 | 0.0099294 | 0.014894 | 0.01539 | 0.014894 | 0.01539 | 0.014894 | 0.015279 | 0.014789 | 0.32759 | 0.091793 | 0.024821 | 0.024821 | 0.066659 | 0.024963 | 0.14958 | 0.029771 | 0.067841 | 0.013605 | 0.0054262 | 0.017239 | 0.2034 | 0.00098657 | 0.0039825 | 0.00098657 | 0.091393 | 0.00098657 | 0.00099901 | 0.027271 | 0.047526 | 0.032341 | 0.025636 | 0.013385 | 0.013574 | 0.013574 | 0 | 0.02727 | 0.055539 | 0.055079 | 0.019516 | 0.0098657 | 0.020879 | 0.22838 | 0.28227 | 0.53248 | 0.12599 | 0.0098657 | 0.0098657 | 0.0098657 | 0.029186 | 0.029932 | 0.029186 | 0.029932 | 0.029186 | 0.015281 | 0.014791 | 0.32342 | 0.093441 | 0.024587 | 0.024587 | 0.068503 | 0.024963 | 0.15191 | 0.029771 | 0.067841 | 0.013605 | 0.0054261 | 0.017239 | 0.20339 | 0.00098657 | 0.0039804 | 0.00098657 | 0.091392 | 0.00098657 | 0.00099901 | 0.048125 | 0.041698 | 0.032341 | 0.013548 | 0.048071 | 0.013548 | 0.013548 | 0 | 0.02702 | 0.055539 | 0.055079 | 0.019516 | 0.0098657 | 0.020879 | 0.22838 | 0.28227 | 0.53247 | 0.12599 | 0.0098657 | 0.0098657 | 0.0098657 | 0.014789 | 0.015279 | 0.014789 | 0.015279 | 0.014789 | 0.014989 | 0.014516 | 0.32342 | 0.091555 | 0.024587 | 0.024587 | 0.066527 | 0.024963 | 0.14946 | 0.039034 | 0.017866 | 0.013605 | 0.0054261 | 0.033257 | 0.25924 | 0.00098654 | 0.00099901 | 0.00098657 | 0.091392 | 0.0020439 | 0.00099848 | 0.027271 | 0.041232 | 0.032905 | 0.013565 | 0.013565 | 0.027221 | 0.013548 | 0 | 0.027268 | 0.031056 | 0.031056 | 0.019516 | 0.0098657 | 0.027584 | 0.22838 | 0.28227 | 0.53247 | 0.12599 | 0.025475 | 0.025475 | 0.0098657 | 0.035779 | 0.043019 | 0.035779 | 0.036522 | 0.035779 | 0.015279 | 0.014789 | 0.32342 | 0.069506 | 0.024587 | 0.024587 | 0.055028 | 0.041365 | 0.13901 | 0.029771 | 0.067841 | 0.013605 | 0.0054261 | 0.017239 | 0.20339 | 0.00098657 | 0.0034716 | 0.00098657 | 0.091392 | 0.00098657 | 0.00099901 | 0.027271 | 0.034946 | 0.032341 | 0.070417 | 0.035999 | 0.047258 | 0.047258 | 0 | 0.027107 | 0.055539 | 0.055079 | 0.019516 | 0.0098657 | 0.020879 | 0.22838 | 0.28227 | 0.53247 | 0.12599 | 0.0098657 | 0.0098657 | 0.0098657 | 0.014789 | 0.015279 | 0.014789 | 0.015279 | 0.014789 | 0.015091 | 0.014612 | 0.32342 | 0.089371 | 0.024587 | 0.024587 | 0.064239 | 0.024963 | 0.14662 | 0.090834 | 0.085196 |  |  | 8 | 0.19738 |  |  | 8 | 0.11023 |  | 0.087152
2: Reduced power output | 0 | 0 | 0 | 0 | 0 | 0 | 0 | 0 | 0 | 0 | 0 | 0 | 0 | 0 | 0 | 0 | 0 | 0 | 0 | 0 | 0 | 0 | 0 | 0 | 0 | 0 | 0 | 0 | 0 | 0 | 0 | 0 | 0 | 0 | 0 | 0 | 0 | 0 | 0 | 0 | 0 | 0 | 0 | 0 | 0 | 0 | 0 | 0 | 0 | 0 | 0 | 0 | 0 | 0 | 0 | 0 | 0 | 0 | 0 | 0 | 0 | 0 | 0 | 0 | 0 | 0 | 0 | 0 | 0 | 0 | 0 | 0 | 0 | 0 | 0 | 0 | 0 | 0 | 0 | 0 | 0 | 0 | 0 | 0 | 0 | 0 | 0 | 0 | 0 | 0 | 0 | 0 | 0 | 0 | 0 | 0 | 0 | 0 | 0 | 1 | 0 | 0 | 0 | 0 | 0 | 0 | 0 | 0 | 0 | 0 | 0 | 0 | 0 | 0 | 0 | 0 | 0 | 0 | 0 | 0.0060375 | 0 | 0 | 0 | 0 | 0 | 0 | 0 | 0 | 0 | 0 | 0 | 0 | 0 | 0 | 0 | 0 | 0 | 0 | 0 | 0 | 0 | 0 | 0 | 0 | 0 | 0 | 0 | 0 | 0 | 0 | 0 | 0 | 0 | 0 | 0 | 0 | 0 | 0 | 0 | 0 | 0 | 0 | 0 | 0 | 0 | 0 | 0 | 0 | 0 | 0 | 0 | 0 | 0 | 0 | 0 | 0 | 0 | 0 | 0 | 0 | 0 | 0 | 0 | 0 | 0 | 0 | 0 | 0 | 0 | 0 | 0 | 0 | 0 | 0 | 0 | 0 | 0 | 0 | 0 | 0 | 0 | 0 | 0 | 0 | 0 | 0 | 0 | 0 | 0 | 0 | 0 | 0 | 0 | 0 | 0 | 0 | 0 | 0 | 0 | 0 | 0 | 0 | 0 | 0 | 0 | 0 | 0 | 0 | 0 | 0 | 0 | 0 | 0 | 0 | 0 | 0 | 0 | 0 | 0 | 0 | 0 | 0 | 0 | 0 | 0 | 0 | 0 | 0 | 0 | 0 | 0 | 0 | 0 | 0 | 0 | 0 | 0 | 0 | 0 | 0 | 0 | 0 | 0 | 0 | 0 | 0 | 0 | 0 | 0 | 0 | 0 | 0 | 0 | 0 | 0 | 0 | 0 | 0 | 0 | 0 | 0 | 0 | 0 | 0 | 0 | 0 | 0 | 0 | 0 | 0 | 0 | 0 | 0 | 0 | 0 | 0 | 0 | 0 | 0 | 0 | 0 | 0 | 0 | 0 | 0 | 0 | 0 | 0 | 0 | 0 | 0 | 0 | 0 | 0 | 0 | 0 | 0 | 0 | 0 | 0 | 0 | 0 | 0 | 0 | 0 | 0 | 0 | 0 | 0 | 0 | 0 | 0 | 0 | 0 | 0 | 0 | 0 | 0 | 0 | 0 | 0 | 0 | 0 | 0 | 0 | 0 | 0 | 0 | 0 | 0 | 0 | 0 | 0 | 0 | 0 | 0 | 0 | 0 | 0 | 0 | 0 | 0 | 0 | 0 | 0 | 0 | 0 | 0 | 0 | 0 | 0 | 0 | 0 | 0 | 0 | 0 | 0 | 0 | 0 | 0 | 0 | 0 | 0 | 0 | 0 | 0 | 0 | 0 | 0 | 0 | 0 | 0 | 0 | 0 | 0 | 0 | 0 | 0 | 0 | 0 | 0 | 0 | 0 | 0 | 0 | 0 | 0 | 0 | 0 | 0 | 0 | 0 | 0 | 0 | 0 | 0 | 0 | 0 | 0 | 0 | 0 | 0 | 0 | 0 | 0 | 0 | 0 | 0 | 0 | 0 | 0 | 0 | 0 | 0 | 0 | 0 | 0 | 0 | 0 | 0 | 0 | 0 | 0 | 0 | 0 | 0 | 0 | 0 | 0 | 0 | 0 | 0 | 0 | 0 | 0 | 0 | 0 | 0 | 0 | 0 | 0 | 0 | 0 | 0 | 0 | 0 | 0 | 0 | 0 | 0 | 0.0021405 | 0.22219 |  |  | 9 | 0.090127 |  |  | 9 | 0.082493 |  | 0.0076342
2: Drift off station | 0.50975 | 0.50975 | 0.00050681 | 0.0027875 | 0.0069317 | 0.0082261 | 0.00050681 | 0.5005 | 0.00050681 | 0.0074473 | 0.00050681 | 0.0005005 | 0.51366 | 0.51698 | 0.021873 | 0.50687 | 0.50688 | 0.026433 | 0.026433 | 0 | 0.023708 | 0.51025 | 0.51025 | 0.019684 | 0.0099294 | 0.47823 | 0.0083998 | 0.0087745 | 0.010514 | 0.0076879 | 0.0050681 | 0.0050681 | 0.0050681 | 0.0069147 | 0.0069181 | 0.0069147 | 0.0069181 | 0.0069147 | 0.01113 | 0.010883 | 0.0090606 | 0.44068 | 0.0069828 | 0.0069828 | 0.36486 | 0.0005125 | 0.44721 | 0.50975 | 0.50975 | 0.00050681 | 0.0027875 | 0.0069317 | 0.0082261 | 0.00050681 | 0.5005 | 0.00050681 | 0.0074473 | 0.00050681 | 0.0005005 | 0.00051366 | 0.51698 | 0.021873 | 0.0070628 | 0.0070628 | 0.46928 | 0.46824 | 0 | 0.027315 | 0.51025 | 0.51025 | 0.019684 | 0.0099294 | 0.47823 | 0.0083998 | 0.0087745 | 0.010514 | 0.0076879 | 0.0050681 | 0.0050681 | 0.0050681 | 0.5075 | 0.50775 | 0.5075 | 0.50775 | 0.5075 | 0.015334 | 0.014841 | 0.0090606 | 0.44068 | 0.0069828 | 0.0069828 | 0.36486 | 0.0005125 | 0.44721 | 0.50975 | 0.50975 | 0.00050681 | 0.0027875 | 0.00050875 | 0.00060375 | 1 | 0.0005005 | 0.5005 | 0.54659 | 0.00050681 | 0.0005005 | 0.00051366 | 0.00051698 | 0.010598 | 0.00050688 | 0.00050688 | 0.0069695 | 0.47045 | 0 | 0.020137 | 0.00051025 | 0.00051025 | 0.39148 | 0.0050681 | 0.47823 | 0.0083998 | 0.0087745 | 0.010514 | 0.0076879 | 0.505 | 0.505 | 0.0050681 | 0.5075 | 0.50775 | 0.5075 | 0.50775 | 0.5075 | 0.0069816 | 0.0069781 | 0.665 | 0.5125 | 0.5125 | 0.5125 | 0.5125 | 0.010506 | 0.5525 | 0.50975 | 0.50975 | 0.00050681 | 0.0027875 | 0.0069317 | 0.0082261 | 0.00050681 | 0.5005 | 0.00050681 | 0.0074473 | 0.00050681 | 0.0005005 | 0.00051366 | 0.51698 | 0.021873 | 0.0070628 | 0.0070628 | 0.46928 | 0.46824 | 0 | 0.027315 | 0.51025 | 0.51025 | 0.019684 | 0.0099294 | 0.47823 | 0.0083998 | 0.0087745 | 0.010514 | 0.0076879 | 0.0050681 | 0.0050681 | 0.0050681 | 0.5075 | 0.50775 | 0.5075 | 0.50775 | 0.5075 | 0.015334 | 0.014841 | 0.0090606 | 0.44068 | 0.0069828 | 0.0069828 | 0.36486 | 0.0005125 | 0.44721 | 0.50975 | 0.50975 | 0.00050681 | 0.0027875 | 0.0069317 | 0.0082261 | 0.00050681 | 0.5005 | 0.00050681 | 0.0074473 | 0.00050681 | 0.0005005 | 0.51366 | 0.51698 | 0.021873 | 0.50687 | 0.50688 | 0.026433 | 0.026433 | 0 | 0.023708 | 0.51025 | 0.51025 | 0.019684 | 0.0099294 | 0.47823 | 0.0083998 | 0.0087745 | 0.010514 | 0.0076879 | 0.0050681 | 0.0050681 | 0.0050681 | 0.0069147 | 0.0069181 | 0.0069147 | 0.0069181 | 0.0069147 | 0.01113 | 0.010883 | 0.0090606 | 0.44068 | 0.0069828 | 0.0069828 | 0.36486 | 0.0005125 | 0.44721 | 0.02975 | 0.068236 | 0.013605 | 0.0054612 | 0.017375 | 0.20599 | 0.00099294 | 0.0039963 | 0.00099294 | 0.092507 | 0.00099294 | 0.000999 | 0.00051366 | 0.041709 | 0.032334 | 0.013559 | 0.013559 | 0.013548 | 0.013548 | 0 | 0.027268 | 0.055862 | 0.055399 | 0.019514 | 0.0098657 | 0.020978 | 0.2313 | 0.2859 | 0.5394 | 0.12756 | 0.0099294 | 0.0099294 | 0.0099294 | 0.015651 | 0.016164 | 0.015651 | 0.016164 | 0.015651 | 0.015279 | 0.01479 | 0.32759 | 0.091845 | 0.024821 | 0.024821 | 0.066682 | 0.024963 | 0.1496 | 0.02975 | 0.068236 | 0.013605 | 0.0054612 | 0.017375 | 0.20599 | 0.00099294 | 0.0034875 | 0.00099294 | 0.092507 | 0.00099294 | 0.000999 | 0.028786 | 0.034952 | 0.032334 | 0.056649 | 0.028632 | 0.040884 | 0.040884 | 0 | 0.02716 | 0.055862 | 0.055399 | 0.019514 | 0.0098657 | 0.020978 | 0.2313 | 0.2859 | 0.5394 | 0.12756 | 0.0099294 | 0.0099294 | 0.0099294 | 0.014894 | 0.01539 | 0.014894 | 0.01539 | 0.014894 | 0.015153 | 0.01467 | 0.32759 | 0.089661 | 0.024821 | 0.024821 | 0.064393 | 0.024963 | 0.14676 | 0.029771 | 0.067841 | 0.013605 | 0.0054261 | 0.017239 | 0.20339 | 0.00098657 | 0.0039804 | 0.00098657 | 0.091392 | 0.00098657 | 0.00099901 | 0.027271 | 0.041619 | 0.032341 | 0.013385 | 0.013385 | 0.013548 | 0.013548 | 0 | 0.02727 | 0.055539 | 0.055079 | 0.019516 | 0.0098657 | 0.020879 | 0.22838 | 0.28227 | 0.53247 | 0.12599 | 0.0098657 | 0.0098657 | 0.0098657 | 0.029189 | 0.029936 | 0.029189 | 0.029936 | 0.029189 | 0.015281 | 0.014791 | 0.32342 | 0.09153 | 0.024587 | 0.024587 | 0.066501 | 0.024963 | 0.14943 | 0.029771 | 0.067841 | 0.013605 | 0.0054261 | 0.017239 | 0.20339 | 0.00098657 | 0.0034716 | 0.00098657 | 0.091392 | 0.00098657 | 0.00099901 | 0.028776 | 0.034946 | 0.032341 | 0.056333 | 0.028504 | 0.040697 | 0.040697 | 0 | 0.027161 | 0.055539 | 0.055079 | 0.019516 | 0.0098657 | 0.020879 | 0.22838 | 0.28227 | 0.53247 | 0.12599 | 0.0098657 | 0.0098657 | 0.0098657 | 0.014789 | 0.015279 | 0.014789 | 0.015279 | 0.014789 | 0.015154 | 0.014671 | 0.32342 | 0.089371 | 0.024587 | 0.024587 | 0.064239 | 0.024963 | 0.14662 | 0.029771 | 0.067841 | 0.013605 | 0.0054261 | 0.017239 | 0.20339 | 0.00098657 | 0.0039804 | 0.00098657 | 0.091392 | 0.00098657 | 0.00099901 | 0.027271 | 0.041619 | 0.032341 | 0.013385 | 0.013385 | 0.013548 | 0.013548 | 0 | 0.02727 | 0.055539 | 0.055079 | 0.019516 | 0.0098657 | 0.020879 | 0.22838 | 0.28227 | 0.53247 | 0.12599 | 0.0098657 | 0.0098657 | 0.0098657 | 0.029189 | 0.029936 | 0.029189 | 0.029936 | 0.029189 | 0.015281 | 0.014791 | 0.32342 | 0.09153 | 0.024587 | 0.024587 | 0.066501 | 0.024963 | 0.14943 | 0.11881 | 0.0091982 |  | 8 | 0 | 0.057302 |  | 8 | 0 | 0.067922 |  | -0.01062
2: Compromised buoyancy/stability | 0.02975 | 0.069491 | 0.013598 | 0.0054612 | 0.017375 | 0.20599 | 0.0015143 | 0.00098973 | 0.00099294 | 0.10045 | 0.00099294 | 0.000999 | 0.51366 | 0.0071085 | 0.032235 | 0.0069781 | 0.50687 | 0.0069781 | 0.0069781 | 0 | 0.023708 | 0.060141 | 0.059681 | 0.019514 | 0.0098657 | 0.020978 | 0.2313 | 0.2859 | 0.5394 | 0.12756 | 0.0099294 | 0.0099294 | 0.0099294 | 0.014894 | 0.0069816 | 0.014894 | 0.01539 | 0.0069781 | 0.01113 | 0.010883 | 0.32759 | 0.024493 | 0.024821 | 0.024821 | 0.024493 | 0.024963 | 0.10262 | 0.02975 | 0.054819 | 0.013612 | 0.0054612 | 0.017375 | 0.20599 | 0.00050688 | 0.0032457 | 0.00099294 | 0.0075156 | 0.00099294 | 0.000999 | 0.00051366 | 0.27928 | 0.032573 | 0.50687 | 0.50687 | 0.27782 | 0.042213 | 0 | 0.023708 | 0.045464 | 0.044996 | 0.019514 | 0.0098657 | 0.020978 | 0.2313 | 0.2859 | 0.5394 | 0.12756 | 0.0099294 | 0.0099294 | 0.0099294 | 0.015651 | 0.016164 | 0.015651 | 0.016164 | 0.015651 | 0.01113 | 0.010883 | 0.32759 |  | 0.024821 | 0.024821 |  | 0.024963 |  | 0.50975 | 0.50975 | 0.00050681 | 0.0027775 | 0.50875 | 0.60375 | 0.00051025 | 1 | 0.0005005 | 0.00054659 | 0.5005 | 0.0005005 | 0.51366 | 0.51698 | 0.010598 | 0.0075156 | 0.0075156 | 0.0069695 | 0.50687 | 0 | 0.50687 | 0.011205 | 0.011205 | 0.51 | 0.0099294 | 0.47823 | 0.6165 | 0.644 | 0.77169 | 0.56425 | 0.505 | 0.505 | 0.000505 | 0.5075 | 0.50775 | 0.5075 | 0.50775 | 0.5075 | 0.0069816 | 0.0069781 | 0.665 | 0.5125 | 0.5125 | 0.5125 | 0.010506 | 0.5125 | 0.011326 | 0.034606 | 0.14052 | 0.00050681 | 0.0057603 | 0.00050875 | 0.00060375 | 0.00051025 | 0.0005005 | 0.0012976 | 0.54659 | 0.0010473 | 0.00099898 | 0.51366 | 0.00051698 | 0.033608 | 0.00050688 | 0.00050688 | 0.013652 | 0.25784 | 0 | 0.027362 | 0.00051025 | 0.00051025 | 0.062625 | 0.0099294 | 0.011535 | 0.23581 | 0.29135 | 0.54924 | 0.13027 | 0.010695 | 0.010695 | 0.010473 | 0.15851 | 0.16502 | 0.15851 | 0.16377 | 0.15851 | 0.015389 | 0.014893 | 0.34198 | 0.026393 | 0.027023 | 0.027023 | 0.026007 | 0.024736 | 0.10787 | 0.02975 | 0.069491 | 0.013598 | 0.0054612 | 0.017375 | 0.20599 | 0.0015143 | 0.00098973 | 0.00099294 | 0.10045 | 0.00099294 | 0.000999 | 0.00051366 | 0.0071085 | 0.032235 | 0.0069781 | 0.50687 | 0.0069781 | 0.0069781 | 0 | 0.023708 | 0.060141 | 0.059681 | 0.019514 | 0.0098657 | 0.020978 | 0.2313 | 0.2859 | 0.5394 | 0.12756 | 0.0099294 | 0.0099294 | 0.0099294 | 0.015651 | 0.50775 | 0.015651 | 0.016164 | 0.5075 | 0.01113 | 0.010883 | 0.32759 | 0.024493 | 0.024821 | 0.024821 | 0.024493 | 0.024963 | 0.10262 | 0.02975 | 0.068149 | 0.013605 | 0.0054612 | 0.017375 | 0.20599 | 0.00098973 | 0.0034859 | 0.00099294 | 0.091951 | 0.00099294 | 0.000999 | 0.026983 | 0.041736 | 0.032335 | 0.013609 | 0.013609 | 0.047381 | 0.040884 | 0 | 0.027268 | 0.055794 | 0.055331 | 0.019514 | 0.0098657 | 0.020978 | 0.2313 | 0.2859 | 0.5394 | 0.12756 | 0.0099294 | 0.0099294 | 0.0099294 | 0.014894 | 0.01539 | 0.014894 | 0.01539 | 0.014894 | 0.015279 | 0.014789 | 0.32759 | 0.091793 | 0.024821 | 0.024821 | 0.066659 | 0.024963 | 0.14958 | 0.029771 | 0.067841 | 0.013605 | 0.0054262 | 0.017239 | 0.2034 | 0.00098657 | 0.0039825 | 0.00098657 | 0.091393 | 0.00098657 | 0.00099901 | 0.027271 | 0.047526 | 0.032341 | 0.025636 | 0.013385 | 0.013574 | 0.013574 | 0 | 0.02727 | 0.055539 | 0.055079 | 0.019516 | 0.0098657 | 0.020879 | 0.22838 | 0.28227 | 0.53248 | 0.12599 | 0.0098657 | 0.0098657 | 0.0098657 | 0.029186 | 0.029932 | 0.029186 | 0.029932 | 0.029186 | 0.015281 | 0.014791 | 0.32342 | 0.093441 | 0.024587 | 0.024587 | 0.068503 | 0.024963 | 0.15191 | 0.029771 | 0.067841 | 0.013605 | 0.0054261 | 0.017239 | 0.20339 | 0.00098657 | 0.0039804 | 0.00098657 | 0.091392 | 0.00098657 | 0.00099901 | 0.048125 | 0.041698 | 0.032341 | 0.013548 | 0.048071 | 0.013548 | 0.013548 | 0 | 0.02702 | 0.055539 | 0.055079 | 0.019516 | 0.0098657 | 0.020879 | 0.22838 | 0.28227 | 0.53247 | 0.12599 | 0.0098657 | 0.0098657 | 0.0098657 | 0.014789 | 0.015279 | 0.014789 | 0.015279 | 0.014789 | 0.014989 | 0.014516 | 0.32342 | 0.091555 | 0.024587 | 0.024587 | 0.066527 | 0.024963 | 0.14946 | 0.039034 | 0.017866 | 0.013605 | 0.0054261 | 0.033257 | 0.25924 | 0.00098654 | 0.00099901 | 0.00098657 | 0.091392 | 0.0020439 | 0.00099848 | 0.027271 | 0.041232 | 0.032905 | 0.013565 | 0.013565 | 0.027221 | 0.013548 | 0 | 0.027268 | 0.031056 | 0.031056 | 0.019516 | 0.0098657 | 0.027584 | 0.22838 | 0.28227 | 0.53247 | 0.12599 | 0.025475 | 0.025475 | 0.0098657 | 0.035779 | 0.043019 | 0.035779 | 0.036522 | 0.035779 | 0.015279 | 0.014789 | 0.32342 | 0.069506 | 0.024587 | 0.024587 | 0.055028 | 0.041365 | 0.13901 | 0.029771 | 0.067841 | 0.013605 | 0.0054261 | 0.017239 | 0.20339 | 0.00098657 | 0.0034716 | 0.00098657 | 0.091392 | 0.00098657 | 0.00099901 | 0.027271 | 0.034946 | 0.032341 | 0.070417 | 0.035999 | 0.047258 | 0.047258 | 0 | 0.027107 | 0.055539 | 0.055079 | 0.019516 | 0.0098657 | 0.020879 | 0.22838 | 0.28227 | 0.53247 | 0.12599 | 0.0098657 | 0.0098657 | 0.0098657 | 0.014789 | 0.015279 | 0.014789 | 0.015279 | 0.014789 | 0.015091 | 0.014612 | 0.32342 | 0.089371 | 0.024587 | 0.024587 | 0.064239 | 0.024963 | 0.14662 | 0.098253 | 0.034307 |  |  | 1 | 0.057378 |  |  | 1 | 0.068294 |  | -0.010916
2: Large hydrostatic offset (angle of list/loll or draft change) |  | 0.017795 | 0.013598 | 0.0054612 | 0.027964 | 0.25833 | 0.0015143 | 0.00098973 | 0.0015199 | 0.10045 | 0.0015625 | 0.00099872 | 0.51366 | 0.0071085 | 0.032819 | 0.0069781 | 0.50687 | 0.0069781 | 0.0069781 | 0 | 0.023708 | 0.034789 | 0.034789 | 0.051835 | 0.0098657 |  | 0.2313 | 0.2859 | 0.5394 | 0.12756 | 0.21084 | 0.21084 | 0.0099294 | 0.33543 | 0.0069816 | 0.33543 | 0.33813 | 0.0069781 | 0.01113 | 0.010883 | 0.33947 | 0.024493 | 0.028315 | 0.028315 | 0.024493 | 0.042953 | 0.10262 | 0.029238 | 0.018532 | 0.013612 | 0.012142 | 0.019286 | 0.22131 | 0.00050688 | 0.00099925 | 0.0027078 | 0.0075156 | 0.00095035 | 0.00099903 | 0.0070628 | 0.037821 | 0.033101 | 0.0069695 | 0.0069695 | 0.013609 |  | 0 | 0.027316 | 0.022548 | 0.022548 | 0.50161 | 0.0098657 | 0.021944 | 0.2493 | 0.30422 | 0.55921 | 0.14496 | 0.01354 | 0.01354 | 0.015717 | 0.02058 | 0.024609 | 0.02058 | 0.021149 | 0.02058 | 0.015335 | 0.014842 |  | 0.060511 |  |  | 0.049815 | 0.036707 | 0.1339 | 0.50975 | 0.00050975 | 0.00050681 | 0.0027775 | 0.00050875 | 0.00060375 | 0.1411 | 0.0005005 | 1 | 0.54659 | 0.0005005 | 0.0005005 | 0.00051366 | 0.00051698 | 0.010598 | 0.00050688 | 0.00050688 | 0.50688 | 0.50687 | 0 | 0.50687 | 0.00051025 | 0.51025 | 0.51 | 0.0099294 | 0.47823 | 0.6165 | 0.644 | 0.77169 | 0.56425 | 0.000505 | 0.000505 | 0.000505 | 0.0005075 | 0.00050775 | 0.0005075 | 0.00050775 | 0.0005075 | 0.0069816 | 0.0069781 | 0.000665 | 0.5125 | 0.0005125 | 0.0005125 | 0.012925 | 0.0005125 | 0.018767 | 0.029238 | 0.018532 | 0.00050681 | 0.0094991 | 0.50875 | 0.60375 | 0.00051025 | 0.0005005 |  | 0.0075156 | 0.00095035 | 0.00099903 | 0.0070628 | 0.51698 | 0.021873 | 0.0069695 | 0.0069695 | 0.013609 |  | 0 | 0.027316 | 0.51025 | 0.51025 | 0.50161 | 0.0099294 | 0.22307 | 0.24442 | 0.2997 | 0.55638 | 0.13939 | 0.01354 | 0.01354 | 0.010946 | 0.02058 | 0.024609 | 0.02058 | 0.021149 | 0.02058 | 0.015335 | 0.014842 |  | 0.44068 |  |  | 0.36486 | 0.2741 | 0.44721 |  | 0.017795 | 0.013598 | 0.0054612 | 0.027964 | 0.25833 | 0.0015143 | 0.00098973 | 0.0015199 | 0.10045 | 0.0015625 | 0.00099872 | 0.51366 | 0.0071085 | 0.032819 | 0.0069781 | 0.50687 | 0.0069781 | 0.0069781 | 0 | 0.023708 | 0.034789 | 0.034789 | 0.051835 | 0.0098657 |  | 0.2313 | 0.2859 | 0.5394 | 0.12756 | 0.21084 | 0.21084 | 0.0099294 | 0.33543 | 0.0069816 | 0.33543 | 0.33813 | 0.0069781 | 0.01113 | 0.010883 | 0.33947 | 0.024493 | 0.028315 | 0.028315 | 0.024493 | 0.042953 | 0.10262 | 0.038762 | 0.017862 | 0.013605 | 0.0054612 | 0.026992 | 0.25488 | 0.00098973 | 0.00099901 | 0.00099294 | 0.091951 | 0.0015212 | 0.00099874 | 0.026983 | 0.041255 | 0.032904 | 0.013609 | 0.013609 | 0.013564 | 0.013548 | 0 | 0.027268 | 0.031113 | 0.031113 | 0.019514 | 0.0098657 | 0.02531 | 0.2313 | 0.2859 | 0.5394 | 0.12756 | 0.02049 | 0.02049 | 0.0099294 | 0.02946 | 0.036811 | 0.02946 | 0.030207 | 0.02946 | 0.015279 | 0.014789 | 0.32759 | 0.069565 | 0.024821 | 0.024821 | 0.055062 | 0.041145 | 0.13905 | 0.029771 | 0.067841 | 0.013605 | 0.0054262 | 0.017239 | 0.2034 | 0.00098657 | 0.0039825 | 0.00098657 | 0.091393 | 0.00098657 | 0.00099901 | 0.027271 | 0.047526 | 0.032341 | 0.025636 | 0.013385 | 0.013574 | 0.013574 | 0 | 0.02727 | 0.055539 | 0.055079 | 0.019516 | 0.0098657 | 0.020879 | 0.22838 | 0.28227 | 0.53248 | 0.12599 | 0.0098657 | 0.0098657 | 0.0098657 | 0.029186 | 0.029932 | 0.029186 | 0.029932 | 0.029186 | 0.015281 | 0.014791 | 0.32342 | 0.093441 | 0.024587 | 0.024587 | 0.068503 | 0.024963 | 0.15191 | 0.029771 | 0.067841 | 0.013605 | 0.0054261 | 0.017239 | 0.20339 | 0.00098657 | 0.0039804 | 0.00098657 | 0.091392 | 0.00098657 | 0.00099901 | 0.048125 | 0.041698 | 0.032341 | 0.013548 | 0.048071 | 0.013548 | 0.013548 | 0 | 0.02702 | 0.055539 | 0.055079 | 0.019516 | 0.0098657 | 0.020879 | 0.22838 | 0.28227 | 0.53247 | 0.12599 | 0.0098657 | 0.0098657 | 0.0098657 | 0.014789 | 0.015279 | 0.014789 | 0.015279 | 0.014789 | 0.014989 | 0.014516 | 0.32342 | 0.091555 | 0.024587 | 0.024587 | 0.066527 | 0.024963 | 0.14946 | 0.039034 | 0.017866 | 0.013605 | 0.0054261 | 0.033257 | 0.25924 | 0.00098654 | 0.00099901 | 0.00098657 | 0.091392 | 0.0020439 | 0.00099848 | 0.027271 | 0.041232 | 0.032905 | 0.013565 | 0.013565 | 0.027221 | 0.013548 | 0 | 0.027268 | 0.031056 | 0.031056 | 0.019516 | 0.0098657 | 0.027584 | 0.22838 | 0.28227 | 0.53247 | 0.12599 | 0.025475 | 0.025475 | 0.0098657 | 0.035779 | 0.043019 | 0.035779 | 0.036522 | 0.035779 | 0.015279 | 0.014789 | 0.32342 | 0.069506 | 0.024587 | 0.024587 | 0.055028 | 0.041365 | 0.13901 | 0.029771 | 0.067841 | 0.013605 | 0.0054261 | 0.017239 | 0.20339 | 0.00098657 | 0.0034716 | 0.00098657 | 0.091392 | 0.00098657 | 0.00099901 | 0.027271 | 0.034946 | 0.032341 | 0.070417 | 0.035999 | 0.047258 | 0.047258 | 0 | 0.027107 | 0.055539 | 0.055079 | 0.019516 | 0.0098657 | 0.020879 | 0.22838 | 0.28227 | 0.53247 | 0.12599 | 0.0098657 | 0.0098657 | 0.0098657 | 0.014789 | 0.015279 | 0.014789 | 0.015279 | 0.014789 | 0.015091 | 0.014612 | 0.32342 | 0.089371 | 0.024587 | 0.024587 | 0.064239 | 0.024963 | 0.14662 | 0.09167 | 0.03106 |  |  | 2 | 0.057213 |  |  | 2 | 0.067176 |  | -0.0099622
2: Excess dynamics | 0.02975 | 0.069491 | 0.013598 | 0.0054612 | 0.017375 | 0.20599 | 0.0015143 | 0.00098973 | 0.00099294 | 0.10045 | 0.00099294 | 0.000999 | 0.51366 | 0.0071085 | 0.032235 | 0.0069781 | 0.50688 | 0.0069781 | 0.0069781 | 0 | 0.023708 | 0.060141 | 0.059681 | 0.019514 | 0.0098657 | 0.020978 | 0.2313 | 0.2859 | 0.5394 | 0.12756 | 0.0099294 | 0.0099294 | 0.0099294 | 0.014894 | 0.0069816 | 0.014894 | 0.01539 | 0.0069781 | 0.01113 | 0.010883 | 0.32759 | 0.024493 | 0.024821 | 0.024821 | 0.024493 | 0.024963 | 0.10262 | 0.02975 | 0.054819 | 0.013612 | 0.0054612 | 0.017375 | 0.20599 | 0.00050688 | 0.0032457 | 0.00099294 | 0.0075156 | 0.00099294 | 0.000999 | 0.00051366 | 0.27928 | 0.032573 | 0.50687 | 0.50687 | 0.27782 | 0.042213 | 0 | 0.023708 | 0.045464 | 0.044996 | 0.019514 | 0.0098657 | 0.020978 | 0.2313 | 0.2859 | 0.5394 | 0.12756 | 0.0099294 | 0.0099294 | 0.0099294 | 0.015651 | 0.016164 | 0.015651 | 0.016164 | 0.015651 | 0.01113 | 0.010883 | 0.32759 | 0.16102 | 0.024821 | 0.024821 | 0.14316 | 0.024963 | 0.24615 | 0.50975 | 0.010659 | 0.00050681 | 0.0027775 | 0.0095654 | 0.05626 | 0.00051025 | 0.09951 | 0.000505 | 1 | 0.00054659 | 0.0005005 | 0.51366 | 0.51698 | 0.010598 | 0.0075156 | 0.0075156 | 0.0069695 | 0.50687 | 0 | 0.50687 | 0.011205 | 0.011205 | 0.51 | 0.0099294 | 0.47823 | 0.6165 | 0.644 | 0.77169 | 0.56425 | 0.0054659 | 0.0054659 | 0.000505 | 0.5075 | 0.50775 | 0.5075 | 0.50775 | 0.5075 | 0.0069816 | 0.0069781 | 0.665 | 0.5125 | 0.5125 | 0.5125 | 0.010506 | 0.5125 | 0.011326 | 0.034606 | 0.14052 | 0.00050681 | 0.0057603 | 0.00050875 | 0.00060375 | 0.00051025 | 0.0005005 | 0.0012976 | 0.54659 | 0.0010473 | 0.00099898 | 0.51366 | 0.00051698 | 0.033608 | 0.00050688 | 0.00050688 | 0.013652 | 0.25784 | 0 | 0.027362 | 0.00051025 | 0.00051025 | 0.062625 | 0.0099294 | 0.011535 | 0.23581 | 0.29135 | 0.54924 | 0.13027 | 0.010695 | 0.010695 | 0.010473 | 0.15851 | 0.16502 | 0.15851 | 0.16377 | 0.15851 | 0.015389 | 0.014893 | 0.34198 | 0.026393 | 0.027023 | 0.027023 | 0.026007 | 0.024736 | 0.10787 | 0.02975 | 0.069491 | 0.013598 | 0.0054612 | 0.017375 | 0.20599 | 0.0015143 | 0.00098973 | 0.00099294 | 0.10045 | 0.00099294 | 0.000999 | 0.00051366 | 0.0071085 | 0.032235 | 0.0069781 | 0.50687 | 0.0069781 | 0.0069781 | 0 | 0.023708 | 0.060141 | 0.059681 | 0.019514 | 0.0098657 | 0.020978 | 0.2313 | 0.2859 | 0.5394 | 0.12756 | 0.0099294 | 0.0099294 | 0.0099294 | 0.015651 | 0.50775 | 0.015651 | 0.016164 | 0.5075 | 0.01113 | 0.010883 | 0.32759 | 0.024493 | 0.024821 | 0.024821 | 0.024493 | 0.024963 | 0.10262 | 0.02975 | 0.068149 | 0.013605 | 0.0054612 | 0.017375 | 0.20599 | 0.00098973 | 0.0034859 | 0.00099294 | 0.091951 | 0.00099294 | 0.000999 | 0.026983 | 0.041736 | 0.032335 | 0.013609 | 0.013609 | 0.047381 | 0.040884 | 0 | 0.027268 | 0.055794 | 0.055331 | 0.019514 | 0.0098657 | 0.020978 | 0.2313 | 0.2859 | 0.5394 | 0.12756 | 0.0099294 | 0.0099294 | 0.0099294 | 0.014894 | 0.01539 | 0.014894 | 0.01539 | 0.014894 | 0.015279 | 0.014789 | 0.32759 | 0.091793 | 0.024821 | 0.024821 | 0.066659 | 0.024963 | 0.14958 | 0.029771 | 0.067841 | 0.013605 | 0.0054262 | 0.017239 | 0.2034 | 0.00098657 | 0.0039825 | 0.00098657 | 0.091393 | 0.00098657 | 0.00099901 | 0.027271 | 0.047526 | 0.032341 | 0.025636 | 0.013385 | 0.013574 | 0.013574 | 0 | 0.02727 | 0.055539 | 0.055079 | 0.019516 | 0.0098657 | 0.020879 | 0.22838 | 0.28227 | 0.53248 | 0.12599 | 0.0098657 | 0.0098657 | 0.0098657 | 0.029186 | 0.029932 | 0.029186 | 0.029932 | 0.029186 | 0.015281 | 0.014791 | 0.32342 | 0.093441 | 0.024587 | 0.024587 | 0.068503 | 0.024963 | 0.15191 | 0.029771 | 0.067841 | 0.013605 | 0.0054261 | 0.017239 | 0.20339 | 0.00098657 | 0.0039804 | 0.00098657 | 0.091392 | 0.00098657 | 0.00099901 | 0.048125 | 0.041698 | 0.032341 | 0.013548 | 0.048071 | 0.013548 | 0.013548 | 0 | 0.02702 | 0.055539 | 0.055079 | 0.019516 | 0.0098657 | 0.020879 | 0.22838 | 0.28227 | 0.53247 | 0.12599 | 0.0098657 | 0.0098657 | 0.0098657 | 0.014789 | 0.015279 | 0.014789 | 0.015279 | 0.014789 | 0.014989 | 0.014516 | 0.32342 | 0.091555 | 0.024587 | 0.024587 | 0.066527 | 0.024963 | 0.14946 | 0.039034 | 0.017866 | 0.013605 | 0.0054261 | 0.033257 | 0.25924 | 0.00098654 | 0.00099901 | 0.00098657 | 0.091392 | 0.0020439 | 0.00099848 | 0.027271 | 0.041232 | 0.032905 | 0.013565 | 0.013565 | 0.027221 | 0.013548 | 0 | 0.027268 | 0.031056 | 0.031056 | 0.019516 | 0.0098657 | 0.027584 | 0.22838 | 0.28227 | 0.53247 | 0.12599 | 0.025475 | 0.025475 | 0.0098657 | 0.035779 | 0.043019 | 0.035779 | 0.036522 | 0.035779 | 0.015279 | 0.014789 | 0.32342 | 0.069506 | 0.024587 | 0.024587 | 0.055028 | 0.041365 | 0.13901 | 0.029771 | 0.067841 | 0.013605 | 0.0054261 | 0.017239 | 0.20339 | 0.00098657 | 0.0034716 | 0.00098657 | 0.091392 | 0.00098657 | 0.00099901 | 0.027271 | 0.034946 | 0.032341 | 0.070417 | 0.035999 | 0.047258 | 0.047258 | 0 | 0.027107 | 0.055539 | 0.055079 | 0.019516 | 0.0098657 | 0.020879 | 0.22838 | 0.28227 | 0.53247 | 0.12599 | 0.0098657 | 0.0098657 | 0.0098657 | 0.014789 | 0.015279 | 0.014789 | 0.015279 | 0.014789 | 0.015091 | 0.014612 | 0.32342 | 0.089371 | 0.024587 | 0.024587 | 0.064239 | 0.024963 | 0.14662 | 0.092529 | 0.12633 |  |  | 3 | 0.056813 |  |  | 3 | 0.068146 |  | -0.011332
2: Capsize | 0.038749 | 0.017795 | 0.013598 | 0.0054612 | 0.027964 | 0.25833 | 0.0015143 | 0.00098973 | 0.0015199 | 0.10045 | 0.0015625 | 0.00099872 | 0.51366 | 0.0071085 | 0.032819 | 0.0069781 | 0.50687 | 0.0069781 | 0.0069781 | 0 | 0.023708 | 0.034789 | 0.034789 | 0.051835 | 0.0098657 | 0.025723 | 0.2313 | 0.2859 | 0.5394 | 0.12756 | 0.21084 | 0.21084 | 0.0099294 | 0.33543 | 0.0069816 | 0.33543 | 0.33813 | 0.0069781 | 0.01113 | 0.010883 | 0.33947 | 0.024493 | 0.028315 | 0.028315 | 0.024493 | 0.042953 | 0.10262 | 0.029238 | 0.018532 | 0.013612 | 0.012142 | 0.019286 | 0.22131 | 0.00050688 | 0.00099925 | 0.0027078 | 0.0075156 | 0.00095035 | 0.00099903 | 0.0070628 | 0.037821 | 0.033101 | 0.0069695 | 0.0069695 | 0.013609 | 0.065451 | 0 | 0.027316 | 0.022548 | 0.022548 |  | 0.0098657 | 0.021944 | 0.2493 | 0.30422 | 0.55921 | 0.14496 | 0.01354 | 0.01354 | 0.015717 | 0.02058 | 0.024609 | 0.02058 | 0.021149 | 0.02058 | 0.015335 | 0.014842 | 0.37185 | 0.060511 | 0.067586 | 0.067586 | 0.049815 | 0.036707 | 0.1339 | 0.00050975 | 0.00050975 | 0.00050681 | 0.50275 | 0.00050875 | 0.60375 | 0.1411 | 0.19656 | 0.09951 | 0.0095654 | 1 | 0.0005005 | 0.00051366 | 0.00051698 | 0.010598 | 0.00050688 | 0.00050688 | 0.50688 | 0.50687 | 0 | 0.50687 | 0.00051025 | 0.51025 | 0.51 | 0.0099294 | 0.0050875 | 0.0006165 | 0.000644 | 0.00077169 | 0.00056425 | 0.000505 | 0.000505 | 0.000505 | 0.0005075 | 0.00050775 | 0.0005075 | 0.00050775 | 0.0005075 | 0.0069816 | 0.0069781 | 0.000665 | 0.5125 | 0.0005125 | 0.0005125 | 0.012925 | 0.0005125 | 0.018767 | 0.029238 | 0.018532 | 0.00050681 | 0.0094991 | 0.50875 | 0.60375 | 0.00051025 | 0.0005005 | 0.0019773 | 0.0075156 | 0.00095035 | 0.00099903 | 0.0070628 | 0.51698 | 0.021873 | 0.0069695 | 0.0069695 | 0.013609 | 0.065451 | 0 | 0.027316 | 0.51025 | 0.51025 | 0.50161 | 0.0099294 | 0.22307 | 0.24442 | 0.2997 | 0.55638 | 0.13939 | 0.01354 | 0.01354 | 0.010946 | 0.02058 | 0.024609 | 0.02058 | 0.021149 | 0.02058 | 0.015335 | 0.014842 |  | 0.44068 |  |  | 0.36486 | 0.2741 | 0.44721 | 0.038749 | 0.017795 | 0.013598 | 0.0054612 | 0.027964 | 0.25833 | 0.0015143 | 0.00098973 | 0.0015199 | 0.10045 | 0.0015625 | 0.00099872 | 0.51366 | 0.0071085 | 0.032819 | 0.0069781 | 0.50687 | 0.0069781 | 0.0069781 | 0 | 0.023708 | 0.034789 | 0.034789 | 0.051835 | 0.0098657 | 0.025723 | 0.2313 | 0.2859 | 0.5394 | 0.12756 | 0.21084 | 0.21084 | 0.0099294 | 0.33543 | 0.0069816 | 0.33543 | 0.33813 | 0.0069781 | 0.01113 | 0.010883 | 0.33947 | 0.024493 | 0.028315 | 0.028315 | 0.024493 | 0.042953 | 0.10262 | 0.038762 | 0.017862 | 0.013605 | 0.0054612 | 0.026992 | 0.25488 | 0.00098973 | 0.00099901 | 0.00099294 | 0.091951 | 0.0015212 | 0.00099874 | 0.026983 | 0.041255 | 0.032904 | 0.013609 | 0.013609 | 0.013564 | 0.013548 | 0 | 0.027268 | 0.031113 | 0.031113 | 0.019514 | 0.0098657 | 0.02531 | 0.2313 | 0.2859 | 0.5394 | 0.12756 | 0.02049 | 0.02049 | 0.0099294 | 0.02946 | 0.036811 | 0.02946 | 0.030207 | 0.02946 | 0.015279 | 0.014789 | 0.32759 | 0.069565 | 0.024821 | 0.024821 | 0.055062 | 0.041145 | 0.13905 | 0.029771 | 0.067841 | 0.013605 | 0.0054262 | 0.017239 | 0.2034 | 0.00098657 | 0.0039825 | 0.00098657 | 0.091393 | 0.00098657 | 0.00099901 | 0.027271 | 0.047526 | 0.032341 | 0.025636 | 0.013385 | 0.013574 | 0.013574 | 0 | 0.02727 | 0.055539 | 0.055079 | 0.019516 | 0.0098657 | 0.020879 | 0.22838 | 0.28227 | 0.53248 | 0.12599 | 0.0098657 | 0.0098657 | 0.0098657 | 0.029186 | 0.029932 | 0.029186 | 0.029932 | 0.029186 | 0.015281 | 0.014791 | 0.32342 | 0.093441 | 0.024587 | 0.024587 | 0.068503 | 0.024963 | 0.15191 | 0.029771 | 0.067841 | 0.013605 | 0.0054261 | 0.017239 | 0.20339 | 0.00098657 | 0.0039804 | 0.00098657 | 0.091392 | 0.00098657 | 0.00099901 | 0.048125 | 0.041698 | 0.032341 | 0.013548 | 0.048071 | 0.013548 | 0.013548 | 0 | 0.02702 | 0.055539 | 0.055079 | 0.019516 | 0.0098657 | 0.020879 | 0.22838 | 0.28227 | 0.53247 | 0.12599 | 0.0098657 | 0.0098657 | 0.0098657 | 0.014789 | 0.015279 | 0.014789 | 0.015279 | 0.014789 | 0.014989 | 0.014516 | 0.32342 | 0.091555 | 0.024587 | 0.024587 | 0.066527 | 0.024963 | 0.14946 | 0.039034 | 0.017866 | 0.013605 | 0.0054261 | 0.033257 | 0.25924 | 0.00098654 | 0.00099901 | 0.00098657 | 0.091392 | 0.0020439 | 0.00099848 | 0.027271 | 0.041232 | 0.032905 | 0.013565 | 0.013565 | 0.027221 | 0.013548 | 0 | 0.027268 | 0.031056 | 0.031056 | 0.019516 | 0.0098657 | 0.027584 | 0.22838 | 0.28227 | 0.53247 | 0.12599 | 0.025475 | 0.025475 | 0.0098657 | 0.035779 | 0.043019 | 0.035779 | 0.036522 | 0.035779 | 0.015279 | 0.014789 | 0.32342 | 0.069506 | 0.024587 | 0.024587 | 0.055028 | 0.041365 | 0.13901 | 0.029771 | 0.067841 | 0.013605 | 0.0054261 | 0.017239 | 0.20339 | 0.00098657 | 0.0034716 | 0.00098657 | 0.091392 | 0.00098657 | 0.00099901 | 0.027271 | 0.034946 | 0.032341 | 0.070417 | 0.035999 | 0.047258 | 0.047258 | 0 | 0.027107 | 0.055539 | 0.055079 | 0.019516 | 0.0098657 | 0.020879 | 0.22838 | 0.28227 | 0.53247 | 0.12599 | 0.0098657 | 0.0098657 | 0.0098657 | 0.014789 | 0.015279 | 0.014789 | 0.015279 | 0.014789 | 0.015091 | 0.014612 | 0.32342 | 0.089371 | 0.024587 | 0.024587 | 0.064239 | 0.024963 | 0.14662 | 0.084647 | 0.013121 |  |  | 4 | 0.057494 |  |  | 4 | 0.063333 |  | -0.0058389
2: Sink | 0.03132 | 0.038604 | 0.013612 | 0.0027875 | 0.0069317 | 0.0082261 | 0.00050681 | 0.0025396 | 0.00050681 | 0.0074473 | 0.00050681 | 0.00099925 | 0.027284 | 0.038077 | 0.032897 | 0.0069781 | 0.032753 | 0.0069781 | 0.0069781 | 0 | 0.02713 | 0.03139 | 0.031143 | 0.019684 | 0.0098657 | 0.013686 | 0.0083998 | 0.0087745 | 0.010514 | 0.0076879 | 0.0050681 | 0.0050681 | 0.0050681 | 0.0069147 | 0.0069181 | 0.0069147 | 0.0069181 | 0.0069147 | 0.015118 | 0.014638 | 0.0090606 | 0.068624 | 0.0069828 | 0.0069828 | 0.053972 | 0.024975 | 0.13769 | 0.058565 | 0.018532 | 0.013612 | 0.0027875 | 0.50875 | 0.60375 | 0.00050688 | 0.00099925 | 0.00050681 | 0.0075156 | 0.039206 | 0.00097994 | 0.00051366 | 0.037821 | 0.033101 | 0.0069695 | 0.0069695 | 0.013609 | 0.471 | 0 | 0.027316 | 0.022548 | 0.022548 | 0.019684 | 0.0098657 | 0.22307 | 0.0083998 | 0.0087745 | 0.010514 | 0.0076879 | 0.39419 | 0.39419 | 0.0050681 | 0.5075 | 0.50775 | 0.5075 | 0.50775 | 0.5075 | 0.015335 | 0.014842 | 0.0090606 | 0.060511 | 0.0069828 | 0.0069828 | 0.049815 | 0.054926 | 0.1339 | 0.00050975 | 0.00050975 | 0.00050681 | 0.50275 | 0.00050875 | 0.60375 | 0.00051025 | 0.19656 | 0.09951 | 0.0095654 | 0.5005 | 1 | 0.0070628 | 0.00051698 | 0.010598 | 0.00050688 | 0.50688 | 0.50687 | 0.50687 | 0 | 0.50687 | 0.00051025 | 0.00051025 | 0.51 | 0.0050681 | 0.0050875 | 0.0006165 | 0.000644 | 0.00077169 | 0.00056425 | 0.000505 | 0.000505 | 0.000505 | 0.0005075 | 0.00050775 | 0.0005075 | 0.00050775 | 0.0005075 | 0.0069816 | 0.0069781 | 0.000665 | 0.5125 | 0.0005125 | 0.0005125 | 0.5125 | 0.0005125 | 0.5525 | 0.060819 | 0.018532 | 0.00050681 | 0.20607 | 0.00050875 | 0.00060375 | 0.00051025 | 0.0005005 | 0.037717 | 0.0075156 | 0.03949 | 0.00097979 | 0.51366 | 0.00051698 | 0.033608 | 0.00050688 | 0.00050688 | 0.013652 | 0.47101 | 0 | 0.027362 | 0.00051025 | 0.00051025 | 0.25748 | 0.0099294 | 0.011535 | 0.6165 | 0.644 | 0.77169 | 0.56425 | 0.39616 | 0.39616 | 0.37456 | 0.5075 | 0.50775 | 0.5075 | 0.50775 | 0.5075 | 0.015389 | 0.014893 | 0.665 | 0.026393 | 0.5125 | 0.5125 | 0.026007 | 0.024736 | 0.10787 | 0.03132 | 0.038604 | 0.013612 | 0.0027875 | 0.0069317 | 0.0082261 | 0.00050681 | 0.0025396 | 0.00050681 | 0.0074473 | 0.00050681 | 0.00099925 | 0.00051366 | 0.26214 | 0.032897 | 0.47157 | 0.013559 | 0.0069781 | 0.0069781 | 0 | 0.027268 | 0.03139 | 0.031143 | 0.019684 | 0.0098657 | 0.013686 | 0.0083998 | 0.0087745 | 0.010514 | 0.0076879 | 0.0050681 | 0.0050681 | 0.0050681 | 0.5075 | 0.50775 | 0.5075 | 0.50775 | 0.5075 | 0.015279 | 0.01479 | 0.0090606 | 0.14484 | 0.0069828 | 0.0069828 | 0.13185 | 0.024975 | 0.23431 | 0.02975 | 0.068236 | 0.013605 | 0.0054612 | 0.017375 | 0.20599 | 0.00099294 | 0.0034875 | 0.00099294 | 0.092507 | 0.00099294 | 0.000999 | 0.031866 | 0.034952 | 0.032334 | 0.059975 | 0.03208 | 0.040884 | 0.040884 | 0 | 0.027135 | 0.055862 | 0.055399 | 0.019514 | 0.0098657 | 0.020978 | 0.2313 | 0.2859 | 0.5394 | 0.12756 | 0.0099294 | 0.0099294 | 0.0099294 | 0.014894 | 0.01539 | 0.014894 | 0.01539 | 0.014894 | 0.015124 | 0.014643 | 0.32759 | 0.089661 | 0.024821 | 0.024821 | 0.064393 | 0.024963 | 0.14676 | 0.029771 | 0.067841 | 0.013605 | 0.0054261 | 0.017239 | 0.20339 | 0.00098657 | 0.0039804 | 0.00098657 | 0.091392 | 0.00098657 | 0.00099901 | 0.027271 | 0.041619 | 0.032341 | 0.013385 | 0.013385 | 0.013548 | 0.013548 | 0 | 0.02727 | 0.055539 | 0.055079 | 0.019516 | 0.0098657 | 0.020879 | 0.22838 | 0.28226 | 0.53247 | 0.12599 | 0.0098657 | 0.0098657 | 0.0098657 | 0.029192 | 0.029939 | 0.029192 | 0.029939 | 0.029192 | 0.015281 | 0.014791 | 0.32341 | 0.09153 | 0.024587 | 0.024587 | 0.066501 | 0.024963 | 0.14943 | 0.029771 | 0.067841 | 0.013605 | 0.0054261 | 0.017239 | 0.20339 | 0.00098657 | 0.0034716 | 0.00098657 | 0.091392 | 0.00098657 | 0.00099901 | 0.028776 | 0.034946 | 0.032341 | 0.063128 | 0.028504 | 0.047314 | 0.047314 | 0 | 0.027161 | 0.055539 | 0.055079 | 0.019516 | 0.0098657 | 0.020879 | 0.22838 | 0.28227 | 0.53247 | 0.12599 | 0.0098657 | 0.0098657 | 0.0098657 | 0.014789 | 0.015279 | 0.014789 | 0.015279 | 0.014789 | 0.015154 | 0.014671 | 0.32342 | 0.089371 | 0.024587 | 0.024587 | 0.064239 | 0.024963 | 0.14662 | 0.029771 | 0.067388 | 0.013605 | 0.0054261 | 0.017239 | 0.20339 | 0.00097012 | 0.0039722 | 0.00098657 | 0.088521 | 0.00098657 | 0.00099901 | 0.027271 | 0.056228 | 0.032349 | 0.043713 | 0.043713 | 0.013548 | 0.013548 | 0 | 0.027051 | 0.055188 | 0.054728 | 0.019516 | 0.0098657 | 0.020879 | 0.22838 | 0.28227 | 0.53247 | 0.12599 | 0.0098657 | 0.0098657 | 0.0098657 | 0.029189 | 0.029936 | 0.029189 | 0.029936 | 0.029189 | 0.015026 | 0.014551 | 0.32342 |  | 0.024587 | 0.024587 |  | 0.024963 |  | 0.029771 | 0.067841 | 0.013605 | 0.0054261 | 0.017239 | 0.20339 | 0.00098657 | 0.0034716 | 0.00098657 | 0.091392 | 0.00098657 | 0.00099901 | 0.028768 | 0.034946 | 0.032341 | 0.056333 | 0.028504 | 0.040697 | 0.040697 | 0 | 0.027161 | 0.055539 | 0.055079 | 0.019516 | 0.0098657 | 0.020879 | 0.22838 | 0.28227 | 0.53247 | 0.12599 | 0.0098657 | 0.0098657 | 0.0098657 | 0.014789 | 0.015279 | 0.014789 | 0.015279 | 0.014789 | 0.015154 | 0.014671 | 0.32342 | 0.089371 | 0.024587 | 0.024587 | 0.064239 | 0.024963 | 0.14662 | 0.090193 | 0.0030122 |  |  | 5 | 0.057413 |  |  | 5 | 0.072691 |  | -0.015278
2: Mooring-mooring clashing | 0.038078 | 0.014255 | 0.012671 | 0.0054612 | 0.097122 | 0.44198 | 0.072241 | 0.00050688 | 0.0012787 | 0.54659 | 0.0037305 | 0.00099764 | 0.51366 | 0.0071085 | 0.031081 | 0.0069781 | 0.50688 | 0.0069781 | 0.0069781 | 0 | 0.023708 | 0.11028 | 0.11028 | 0.051835 | 0.0098702 | 0.055498 | 0.2313 | 0.2859 | 0.5394 | 0.12756 | 0.24776 | 0.24776 | 0.0099294 | 0.33543 | 0.0069816 | 0.33543 | 0.33813 | 0.0069781 | 0.01113 | 0.010883 | 0.33947 | 0.024493 | 0.028315 | 0.028315 | 0.024493 | 0.080616 | 0.10262 | 0.025187 | 0.010659 | 0.00050681 | 0.14466 | 0.50875 | 0.60375 | 0.00050688 | 0.0005005 | 0.02655 | 0.0075156 | 0.00054659 | 0.00099923 | 0.0070628 | 0.51698 | 0.021873 | 0.0069695 | 0.0069695 | 0.0069695 | 0.47045 | 0 | 0.020137 | 0.51025 | 0.51025 |  | 0.0099294 | 0.22307 | 0.24129 | 0.2968 | 0.55457 | 0.13581 | 0.505 | 0.505 | 0.010746 | 0.5075 | 0.50775 | 0.5075 | 0.50775 | 0.5075 | 0.0069816 | 0.0069781 | 0.62755 | 0.44068 | 0.44131 | 0.44131 | 0.36486 | 0.27401 | 0.44721 | 0.39259 | 0.50975 | 0.00050681 | 0.0027775 | 0.50875 | 0.60375 | 0.072241 | 0.19583 | 0.000505 | 0.54659 | 0.5005 | 0.00074975 | 1 | 0.0071085 | 0.51698 | 0.0070628 | 0.0070628 | 0.50688 | 0.50687 | 0 | 0.50687 | 0.010598 | 0.010598 | 0.51 | 0.0099294 | 0.22307 | 0.0033907 | 0.003542 | 0.0042443 | 0.0031034 | 0.0050688 | 0.0050688 | 0.0027775 | 0.0077048 | 0.0079617 | 0.0077048 | 0.0079617 | 0.0077048 | 0.0069816 | 0.0069781 | 0.022589 | 0.012925 | 0.012925 | 0.012925 | 0.012925 | 0.010506 | 0.018767 | 0.025187 | 0.010659 | 0.00050681 | 0.14466 | 0.50875 | 0.60375 | 0.00050688 | 0.0005005 | 0.02655 | 0.0075156 | 0.00054659 | 0.00099923 | 0.0070628 | 0.51698 | 0.021873 | 0.0069695 | 0.0069695 | 0.0069695 | 0.47045 | 0 | 0.020137 | 0.51025 | 0.51025 |  | 0.0099294 | 0.22307 | 0.24129 | 0.2968 | 0.55457 | 0.13581 | 0.505 | 0.505 | 0.010746 | 0.5075 | 0.50775 | 0.5075 | 0.50775 | 0.5075 | 0.0069816 | 0.0069781 | 0.62755 | 0.44068 | 0.44131 | 0.44131 | 0.36486 | 0.27401 | 0.44721 | 0.038078 | 0.014255 | 0.012671 | 0.0054612 | 0.097122 | 0.44198 | 0.072241 | 0.00050688 | 0.0012787 | 0.54659 | 0.0037305 | 0.00099764 | 0.51366 | 0.0071085 | 0.031081 | 0.0069781 | 0.50688 | 0.0069781 | 0.0069781 | 0 | 0.023708 | 0.11028 | 0.11028 | 0.051835 | 0.0098702 | 0.055498 | 0.2313 | 0.2859 | 0.5394 | 0.12756 | 0.24776 | 0.24776 | 0.0099294 | 0.33543 | 0.0069816 | 0.33543 | 0.33813 | 0.0069781 | 0.01113 | 0.010883 | 0.33947 | 0.024493 | 0.028315 | 0.028315 | 0.024493 | 0.080616 | 0.10262 | 0.038809 | 0.018532 | 0.013612 | 0.0054612 | 0.019286 | 0.22131 | 0.00050688 | 0.00099925 | 0.00099294 | 0.0075156 | 0.00095035 | 0.00099903 | 0.0070628 | 0.037821 | 0.033101 | 0.0069695 | 0.0069695 | 0.013609 | 0.0136 | 0 | 0.027316 | 0.022548 | 0.022548 | 0.019514 | 0.0098657 | 0.021944 | 0.2313 | 0.2859 | 0.5394 | 0.12756 | 0.01354 | 0.01354 | 0.0099294 | 0.02058 | 0.024609 | 0.02058 | 0.021149 | 0.02058 | 0.015335 | 0.014842 | 0.32759 | 0.060511 | 0.024821 | 0.024821 | 0.049815 | 0.036707 | 0.1339 | 0.029769 | 0.067869 | 0.013605 | 0.0054286 | 0.017248 | 0.20358 | 0.00098702 | 0.0039836 | 0.00098702 | 0.091472 | 0.00098702 | 0.00099901 | 0.027284 | 0.047528 | 0.032341 | 0.025639 | 0.013385 | 0.013574 | 0.013574 | 0 | 0.02727 | 0.055562 | 0.055102 | 0.019516 | 0.0098657 | 0.020886 | 0.22859 | 0.28252 | 0.53297 | 0.1261 | 0.0098702 | 0.0098702 | 0.0098702 | 0.02874 | 0.029487 | 0.02874 | 0.029487 | 0.02874 | 0.015281 | 0.014791 | 0.32371 | 0.093461 | 0.024604 | 0.024604 | 0.068514 | 0.024963 | 0.15192 | 0.029771 | 0.067841 | 0.013605 | 0.0054261 | 0.017239 | 0.20339 | 0.00098657 | 0.0039804 | 0.00098657 | 0.091392 | 0.00098657 | 0.00099901 | 0.048124 | 0.041697 | 0.032341 | 0.013548 | 0.04807 | 0.013548 | 0.013548 | 0 | 0.02702 | 0.055539 | 0.055079 | 0.019516 | 0.0098657 | 0.020879 | 0.22838 | 0.28226 | 0.53247 | 0.12599 | 0.0098657 | 0.0098657 | 0.0098657 | 0.014789 | 0.015279 | 0.014789 | 0.015279 | 0.014789 | 0.014989 | 0.014516 | 0.32341 | 0.091555 | 0.024587 | 0.024587 | 0.066527 | 0.024963 | 0.14946 | 0.039034 | 0.017866 | 0.013605 | 0.0054261 | 0.033257 | 0.25924 | 0.00098654 | 0.00099901 | 0.00098657 | 0.091392 | 0.0020439 | 0.00099848 | 0.027271 | 0.041232 | 0.032905 | 0.013565 | 0.013565 | 0.027221 | 0.013548 | 0 | 0.027268 | 0.031056 | 0.031056 | 0.019516 | 0.0098657 | 0.027584 | 0.22838 | 0.28227 | 0.53247 | 0.12599 | 0.025475 | 0.025475 | 0.0098657 | 0.035779 | 0.043019 | 0.035779 | 0.036522 | 0.035779 | 0.015279 | 0.014789 | 0.32342 | 0.069506 | 0.024587 | 0.024587 | 0.055028 | 0.041365 | 0.13901 | 0.029771 | 0.067841 | 0.013605 | 0.0054261 | 0.017239 | 0.20339 | 0.00098657 | 0.0034716 | 0.00098657 | 0.091392 | 0.00098657 | 0.00099901 | 0.027271 | 0.034946 | 0.032341 | 0.070417 | 0.035999 | 0.047258 | 0.047258 | 0 | 0.027107 | 0.055539 | 0.055079 | 0.019516 | 0.0098657 | 0.020879 | 0.22838 | 0.28227 | 0.53247 | 0.12599 | 0.0098657 | 0.0098657 | 0.0098657 | 0.014789 | 0.015279 | 0.014789 | 0.015279 | 0.014789 | 0.015091 | 0.014612 | 0.32342 | 0.089371 | 0.024587 | 0.024587 | 0.064239 | 0.024963 | 0.14662 | 0.12077 | 0.11069 |  |  | 6 | 0.085392 |  |  | 6 | 0.14507 |  | -0.059681
2: Mooring-cable clashing | 0.03132 | 0.038604 | 0.013612 | 0.0027875 | 0.0069317 | 0.0082261 | 0.00050681 | 0.0025396 | 0.00050681 | 0.0074473 | 0.00050681 | 0.00099925 | 0.00051366 | 0.038077 | 0.032897 | 0.0069781 | 0.025955 | 0.0069781 | 0.0069781 | 0 | 0.027179 | 0.03139 | 0.031143 | 0.019684 | 0.0098657 | 0.013686 | 0.0083998 | 0.0087745 | 0.010514 | 0.0076879 | 0.0050681 | 0.0050681 | 0.0050681 | 0.0069147 | 0.0069181 | 0.0069147 | 0.0069181 | 0.0069147 | 0.015175 | 0.014691 | 0.0090606 | 0.068624 | 0.0069828 | 0.0069828 | 0.053972 | 0.024975 | 0.13769 | 0.068404 | 0.010659 | 0.00050681 | 0.0027875 | 0.50875 | 0.60375 | 0.00050688 | 0.0005005 | 0.00050681 | 0.0075156 | 0.067638 | 0.00096575 | 0.00051366 | 0.51698 | 0.021873 | 0.0069695 | 0.0069695 | 0.013609 | 0.471 | 0 | 0.027316 | 0.51025 | 0.51025 | 0.019684 | 0.0099294 | 0.22307 | 0.0083998 | 0.0087745 | 0.010514 | 0.0076879 | 0.505 | 0.505 | 0.0050681 | 0.5075 | 0.50775 | 0.5075 | 0.50775 | 0.5075 | 0.015335 | 0.014842 | 0.0090606 | 0.44068 | 0.0069828 | 0.0069828 | 0.36486 | 0.29002 | 0.44721 | 0.070735 | 0.010659 | 0.00050681 | 0.50275 | 0.50875 | 0.60375 | 0.00051025 | 0.5005 | 0.5005 | 0.54659 | 0.067638 | 0.00096575 | 0.0070628 | 1 | 0.010598 | 0.0071085 | 0.50688 | 0.50687 | 0.50687 | 0 | 0.50687 | 0.010598 | 0.010598 | 0.51 | 0.0050681 | 0.0060375 | 0.0083998 | 0.0087745 | 0.010514 | 0.0076879 | 0.0050687 | 0.0050687 | 0.0050681 | 0.0077548 | 0.0080133 | 0.0077548 | 0.0080133 | 0.0077548 | 0.0069816 | 0.0069781 | 0.022589 | 0.012925 | 0.012925 | 0.012925 | 0.012925 | 0.010506 | 0.018767 | 0.076172 | 0.018532 | 0.00050681 | 0.40099 | 0.00050875 | 0.00060375 | 0.00051025 | 0.0005005 | 0.5005 | 0.0075156 | 0.076871 | 0.00096114 | 0.51366 | 0.00051698 | 0.010598 | 0.00050688 | 0.00050688 | 0.0069695 | 0.47045 | 0 | 0.020137 | 0.00051025 | 0.00051025 | 0.39148 | 0.0050681 | 0.47823 | 0.6165 | 0.644 | 0.77169 | 0.56425 | 0.505 | 0.505 | 0.505 | 0.5075 | 0.50775 | 0.5075 | 0.50775 | 0.5075 | 0.0069816 | 0.0069781 | 0.665 | 0.5125 | 0.5125 | 0.5125 | 0.5125 | 0.010506 | 0.5525 | 0.03132 | 0.038604 | 0.013612 | 0.0027875 | 0.0069317 | 0.0082261 | 0.00050681 | 0.0025396 | 0.00050681 | 0.0074473 | 0.00050681 | 0.00099925 | 0.00051366 | 0.27916 | 0.032897 | 0.50687 | 0.0070628 | 0.0069781 | 0.0069781 | 0 | 0.027315 | 0.03139 | 0.031143 | 0.019684 | 0.0098657 | 0.013686 | 0.0083998 | 0.0087745 | 0.010514 | 0.0076879 | 0.0050681 | 0.0050681 | 0.0050681 | 0.5075 | 0.50775 | 0.5075 | 0.50775 | 0.5075 | 0.015334 | 0.014841 | 0.0090606 | 0.15063 | 0.0069828 | 0.0069828 | 0.13776 | 0.024975 | 0.24165 | 0.03132 | 0.038604 | 0.013612 | 0.0027875 | 0.0069317 | 0.0082261 | 0.00050681 | 0.0022757 | 0.00050681 | 0.0074473 | 0.00050681 | 0.00099925 | 0.031397 | 0.034483 | 0.032897 | 0.035455 | 0.022254 | 0.026433 | 0.026433 | 0 | 0.027206 | 0.03139 | 0.031143 | 0.019684 | 0.0098657 | 0.013686 | 0.0083998 | 0.0087745 | 0.010514 | 0.0076879 | 0.0050681 | 0.0050681 | 0.0050681 | 0.0069147 | 0.0069181 | 0.0069147 | 0.0069181 | 0.0069147 | 0.015206 | 0.014721 | 0.0090606 | 0.067402 | 0.0069828 | 0.0069828 | 0.052723 | 0.024975 | 0.13614 | 0.029771 | 0.067841 | 0.013605 | 0.0054261 | 0.017239 | 0.20339 | 0.00098657 | 0.0039804 | 0.00098657 | 0.091392 | 0.00098657 | 0.00099901 | 0.027284 | 0.041619 | 0.032341 | 0.013385 | 0.013385 | 0.013548 | 0.013548 | 0 | 0.02727 | 0.055539 | 0.055079 | 0.019516 | 0.0098657 | 0.020879 | 0.22838 | 0.28226 | 0.53247 | 0.12599 | 0.0098657 | 0.0098657 | 0.0098657 | 0.029196 | 0.029942 | 0.029196 | 0.029942 | 0.029196 | 0.015281 | 0.014791 | 0.32341 | 0.09153 | 0.024587 | 0.024587 | 0.066501 | 0.024963 | 0.14943 | 0.029771 | 0.067841 | 0.013605 | 0.0054261 | 0.017239 | 0.20339 | 0.00098657 | 0.0034716 | 0.00098657 | 0.091392 | 0.00098657 | 0.00099901 | 0.028776 | 0.034946 | 0.032341 | 0.063163 | 0.028504 | 0.047348 | 0.047348 | 0 | 0.027161 | 0.055539 | 0.055079 | 0.019516 | 0.0098657 | 0.020879 | 0.22838 | 0.28226 | 0.53247 | 0.12599 | 0.0098657 | 0.0098657 | 0.0098657 | 0.014789 | 0.015279 | 0.014789 | 0.015279 | 0.014789 | 0.015154 | 0.014671 | 0.32341 | 0.089371 | 0.024587 | 0.024587 | 0.064239 | 0.024963 | 0.14662 | 0.029771 | 0.067387 | 0.013605 | 0.0054261 | 0.017239 | 0.20339 | 0.0009701 | 0.0039722 | 0.00098657 | 0.088518 | 0.00098657 | 0.00099901 | 0.027271 | 0.056236 | 0.032349 | 0.043729 | 0.043729 | 0.013548 | 0.013548 | 0 | 0.027051 | 0.055188 | 0.054727 | 0.019516 | 0.0098657 | 0.020879 | 0.22838 | 0.28227 | 0.53247 | 0.12599 | 0.0098657 | 0.0098657 | 0.0098657 | 0.029189 | 0.029936 | 0.029189 | 0.029936 | 0.029189 | 0.015026 | 0.014551 | 0.32342 |  | 0.024587 | 0.024587 |  | 0.024963 |  | 0.029771 | 0.067841 | 0.013605 | 0.0054261 | 0.017239 | 0.20339 | 0.00098657 | 0.0034716 | 0.00098657 | 0.091392 | 0.00098657 | 0.00099901 | 0.028768 | 0.034946 | 0.032341 | 0.056333 | 0.028504 | 0.040697 | 0.040697 | 0 | 0.027161 | 0.055539 | 0.055079 | 0.019516 | 0.0098657 | 0.020879 | 0.22838 | 0.28227 | 0.53247 | 0.12599 | 0.0098657 | 0.0098657 | 0.0098657 | 0.014789 | 0.015279 | 0.014789 | 0.015279 | 0.014789 | 0.015154 | 0.014671 | 0.32342 | 0.089371 | 0.024587 | 0.024587 | 0.064239 | 0.024963 | 0.14662 | 0.09864 | 0.11959 |  |  | 7 | 0.11023 |  |  | 7 | 0.19738 |  | -0.087152
2: Anchor-cable clashing | 0.03132 | 0.038604 | 0.013612 | 0.0027875 | 0.0069317 | 0.0082261 | 0.00050681 | 0.0022757 | 0.00050681 | 0.0074473 | 0.00050681 | 0.00099925 | 0.027824 | 0.034483 | 0.032897 | 0.032037 | 0.018784 | 0.026433 | 0.026433 | 0 | 0.027231 | 0.03139 | 0.031143 | 0.019684 | 0.0098657 | 0.32506 | 0.0083998 | 0.0087745 | 0.010514 | 0.0076879 | 0.0050681 | 0.0050681 | 0.0050681 | 0.0069147 | 0.0069181 | 0.0069147 | 0.0069181 | 0.0069147 | 0.015235 | 0.014748 | 0.0090606 | 0.067402 | 0.0069828 | 0.0069828 | 0.052723 | 0.024975 | 0.13614 | 0.03132 | 0.038604 | 0.013612 | 0.0027875 | 0.0069317 | 0.0082261 | 0.00050681 | 0.0022757 | 0.00050681 | 0.0074473 | 0.00050681 | 0.00099925 | 0.00051366 | 0.038113 | 0.032897 | 0.0070628 | 0.0070628 | 0.46928 | 0.46824 | 0 | 0.027315 | 0.03139 | 0.031143 | 0.019684 | 0.0098657 | 0.013686 | 0.0083998 | 0.0087745 | 0.010514 | 0.0076879 | 0.0050681 | 0.0050681 | 0.0050681 | 0.5075 | 0.50775 | 0.5075 | 0.50775 | 0.5075 | 0.015334 | 0.014841 | 0.0090606 | 0.068637 | 0.0069828 | 0.0069828 | 0.053984 | 0.024975 | 0.13771 | 0.033846 | 0.31415 | 0.00050681 | 0.0027875 | 0.50875 | 0.60375 | 0.00051025 | 0.0005005 | 0.5005 | 0.54659 | 0.00050681 | 0.00099925 | 0.00051366 | 0.010598 | 1 | 0.50688 | 0.00050688 | 0.50688 | 0.50687 | 0 | 0.020137 | 0.010598 | 0.010598 | 0.51 | 0.0050681 | 0.0060375 | 0.0083998 | 0.0087745 | 0.010514 | 0.0076879 | 0.505 | 0.505 | 0.0050681 | 0.0077548 | 0.0080133 | 0.0077548 | 0.0080133 | 0.0077548 | 0.0069816 | 0.0069781 | 0.665 | 0.012925 | 0.012925 | 0.012925 | 0.012925 | 0.010506 | 0.018767 | 0.065918 | 0.36991 | 0.00050681 | 0.40099 | 0.00050875 | 0.00060375 | 0.00051025 | 0.0005005 | 0.5005 | 0.54659 | 0.072908 | 0.00096312 | 0.51366 | 0.00051698 | 0.010598 | 0.00050688 | 0.00050688 | 0.0069695 | 0.47045 | 0 | 0.020137 | 0.00051025 | 0.00051025 | 0.39148 | 0.0050681 | 0.47823 | 0.6165 | 0.644 | 0.77169 | 0.56425 | 0.505 | 0.505 | 0.505 | 0.5075 | 0.50775 | 0.5075 | 0.50775 | 0.5075 | 0.0069816 | 0.0069781 | 0.665 | 0.5125 | 0.5125 | 0.5125 | 0.5125 | 0.010506 | 0.5525 | 0.03132 | 0.038604 | 0.013612 | 0.0027875 | 0.0069317 | 0.0082261 | 0.00050681 | 0.0022757 | 0.00050681 | 0.0074473 | 0.00050681 | 0.00099925 | 0.00051366 | 0.038113 | 0.032897 | 0.0070628 | 0.0070628 | 0.46928 | 0.46824 | 0 | 0.027315 | 0.03139 | 0.031143 | 0.019684 | 0.0098657 | 0.013686 | 0.0083998 | 0.0087745 | 0.010514 | 0.0076879 | 0.0050681 | 0.0050681 | 0.0050681 | 0.5075 | 0.50775 | 0.5075 | 0.50775 | 0.5075 | 0.015334 | 0.014841 | 0.0090606 | 0.068637 | 0.0069828 | 0.0069828 | 0.053984 | 0.024975 | 0.13771 | 0.03132 | 0.038604 | 0.013612 | 0.0027875 | 0.0069317 | 0.0082261 | 0.00050681 | 0.0022757 | 0.00050681 | 0.0074473 | 0.00050681 | 0.00099925 | 0.028077 | 0.034483 | 0.032897 | 0.032037 | 0.018784 | 0.026433 | 0.026433 | 0 | 0.027231 | 0.03139 | 0.031143 | 0.019684 | 0.0098657 | 0.013686 | 0.0083998 | 0.0087745 | 0.010514 | 0.0076879 | 0.0050681 | 0.0050681 | 0.0050681 | 0.0069147 | 0.0069181 | 0.0069147 | 0.0069181 | 0.0069147 | 0.015235 | 0.014748 | 0.0090606 | 0.067402 | 0.0069828 | 0.0069828 | 0.052723 | 0.024975 | 0.13614 | 0.029771 | 0.067841 | 0.013605 | 0.0054261 | 0.017239 | 0.20339 | 0.00098657 | 0.0039804 | 0.00098657 | 0.091392 | 0.00098657 | 0.00099901 | 0.027284 | 0.041619 | 0.032341 | 0.013385 | 0.013385 | 0.013548 | 0.013548 | 0 | 0.02727 | 0.055539 | 0.055079 | 0.019516 | 0.0098657 | 0.020879 | 0.22838 | 0.28226 | 0.53247 | 0.12599 | 0.0098657 | 0.0098657 | 0.0098657 | 0.029196 | 0.029942 | 0.029196 | 0.029942 | 0.029196 | 0.015281 | 0.014791 | 0.32341 | 0.09153 | 0.024587 | 0.024587 | 0.066501 | 0.024963 | 0.14943 | 0.029771 | 0.067841 | 0.013605 | 0.0054261 | 0.017239 | 0.20339 | 0.00098657 | 0.0034716 | 0.00098657 | 0.091392 | 0.00098657 | 0.00099901 | 0.028776 | 0.034946 | 0.032341 | 0.056333 | 0.028504 | 0.040697 | 0.040697 | 0 | 0.027161 | 0.055539 | 0.055079 | 0.019516 | 0.0098657 | 0.020879 | 0.22838 | 0.28226 | 0.53247 | 0.12599 | 0.0098657 | 0.0098657 | 0.0098657 | 0.014789 | 0.015279 | 0.014789 | 0.015279 | 0.014789 | 0.015154 | 0.014671 | 0.32341 | 0.089371 | 0.024587 | 0.024587 | 0.064239 | 0.024963 | 0.14662 | 0.029771 | 0.067841 | 0.013605 | 0.0054261 | 0.017239 | 0.20339 | 0.00098657 | 0.0039804 | 0.00098657 | 0.091392 | 0.00098657 | 0.00099901 | 0.027271 | 0.041619 | 0.032341 | 0.013385 | 0.013385 | 0.013548 | 0.013548 | 0 | 0.02727 | 0.055539 | 0.055079 | 0.019516 | 0.0098657 | 0.020879 | 0.22838 | 0.28227 | 0.53247 | 0.12599 | 0.0098657 | 0.0098657 | 0.0098657 | 0.029189 | 0.029936 | 0.029189 | 0.029936 | 0.029189 | 0.015281 | 0.014791 | 0.32342 | 0.09153 | 0.024587 | 0.024587 | 0.066501 | 0.024963 | 0.14943 | 0.029771 | 0.067841 | 0.013605 | 0.0054261 | 0.017239 | 0.20339 | 0.00098657 | 0.0034716 | 0.00098657 | 0.091392 | 0.00098657 | 0.00099901 | 0.028776 | 0.034946 | 0.032341 | 0.056333 | 0.028504 | 0.040697 | 0.040697 | 0 | 0.027161 | 0.055539 | 0.055079 | 0.019516 | 0.0098657 | 0.020879 | 0.22838 | 0.28227 | 0.53247 | 0.12599 | 0.0098657 | 0.0098657 | 0.0098657 | 0.014789 | 0.015279 | 0.014789 | 0.015279 | 0.014789 | 0.015154 | 0.014671 | 0.32342 | 0.089371 | 0.024587 | 0.024587 | 0.064239 | 0.024963 | 0.14662 | 0.091898 | 0.012848 |  |  | 8 | 0.21038 |  |  | 8 | 0.21038 |  | 0
2: Change in mooring profile | 0.038078 | 0.014255 | 0.012671 | 0.0054612 | 0.097122 | 0.44198 | 0.072241 | 0.00050688 | 0.0012787 | 0.54659 | 0.0037305 | 0.00099764 | 0.51366 | 0.0071085 | 0.031081 | 0.0069781 | 0.50688 | 0.0069781 | 0.0069781 | 0 | 0.023708 | 0.11028 | 0.11028 | 0.051835 | 0.0098702 | 0.055498 | 0.2313 | 0.2859 | 0.5394 | 0.12756 | 0.24776 | 0.24776 | 0.0099294 | 0.33543 | 0.0069816 | 0.33543 | 0.33813 | 0.0069781 | 0.01113 | 0.010883 | 0.33947 | 0.024493 | 0.028315 | 0.028315 | 0.024493 | 0.080616 | 0.10262 | 0.025187 | 0.010659 | 0.00050681 | 0.022864 | 0.50875 | 0.60375 | 0.00050688 | 0.0005005 | 0.0044071 | 0.0075156 | 0.00054659 | 0.00099923 | 0.0070628 | 0.51698 | 0.021873 | 0.0069695 | 0.0069695 | 0.013609 | 0.40861 | 0 | 0.027316 | 0.51025 | 0.51025 | 0.37714 | 0.0099294 | 0.22307 | 0.24129 | 0.2968 | 0.55457 | 0.13581 | 0.062136 | 0.062136 | 0.010746 | 0.28557 | 0.50775 | 0.28557 | 0.29498 | 0.5075 | 0.015335 | 0.014842 | 0.62755 | 0.44068 | 0.44131 | 0.44131 | 0.36486 | 0.27401 | 0.44721 | 0.39259 | 0.50975 | 0.00050681 | 0.0027775 | 0.50875 | 0.60375 | 0.1411 | 0.19583 | 0.000505 | 0.54659 | 0.5005 | 0.00074975 | 0.0070628 | 0.0071085 | 0.010598 | 1 | 0.0069695 | 0.50688 | 0.0069816 | 0 | 0.50687 | 0.010598 | 0.010598 | 0.51 | 0.0099294 | 0.0060375 | 0.0033908 | 0.003542 | 0.0042443 | 0.0031034 | 0.0050688 | 0.0050688 | 0.0027775 | 0.5075 | 0.0069816 | 0.5075 | 0.50775 | 0.0069781 | 0.0069816 | 0.0069781 | 0.022589 | 0.012925 | 0.012925 | 0.012925 | 0.012925 | 0.010506 | 0.018767 | 0.025187 | 0.010659 | 0.00050681 | 0.022864 | 0.50875 | 0.60375 | 0.00051025 | 0.0005005 | 0.0044071 | 0.0075156 | 0.00054659 | 0.00099923 | 0.0070628 | 0.51698 | 0.021873 | 0.0069695 | 0.0069695 | 0.013609 | 0.40861 | 0 | 0.027316 | 0.51025 | 0.51025 | 0.37714 | 0.0099294 | 0.22307 | 0.24129 | 0.2968 | 0.55457 | 0.13581 | 0.062136 | 0.062136 | 0.010746 | 0.28557 | 0.50775 | 0.28557 | 0.29498 | 0.5075 | 0.015335 | 0.014842 | 0.62755 | 0.44068 | 0.44131 | 0.44131 | 0.36486 | 0.27401 | 0.44721 | 0.038078 | 0.014255 | 0.012671 | 0.0054612 | 0.097122 | 0.44198 | 0.072241 | 0.00050688 | 0.0012787 | 0.54659 | 0.0037305 | 0.00099764 | 0.51366 | 0.0071085 | 0.031081 | 0.0069781 | 0.50688 | 0.0069781 | 0.0069781 | 0 | 0.023708 | 0.11028 | 0.11028 | 0.051835 | 0.0098702 | 0.055498 | 0.2313 | 0.2859 | 0.5394 | 0.12756 | 0.24776 | 0.24776 | 0.0099294 | 0.33543 | 0.0069816 | 0.33543 | 0.33813 | 0.0069781 | 0.01113 | 0.010883 | 0.33947 | 0.024493 | 0.028315 | 0.028315 | 0.024493 | 0.080616 | 0.10262 | 0.03889 | 0.018532 | 0.013612 | 0.0054612 | 0.019602 | 0.22225 | 0.00050688 | 0.00099925 | 0.00099294 | 0.0075156 | 0.0011109 | 0.00099895 | 0.0070628 | 0.037821 | 0.033101 | 0.0069695 | 0.0069695 | 0.013609 | 0.013548 | 0 | 0.027316 | 0.022548 | 0.022548 | 0.019514 | 0.0098657 | 0.022072 | 0.2313 | 0.2859 | 0.5394 | 0.12756 | 0.013781 | 0.013781 | 0.0099294 | 0.020892 | 0.024922 | 0.020892 | 0.021464 | 0.020892 | 0.015335 | 0.014842 | 0.32759 | 0.060511 | 0.024821 | 0.024821 | 0.049815 | 0.036783 | 0.1339 | 0.029769 | 0.067869 | 0.013605 | 0.0054286 | 0.017248 | 0.20358 | 0.00098702 | 0.0039836 | 0.00098702 | 0.091472 | 0.00098702 | 0.00099901 | 0.027284 | 0.047528 | 0.032341 | 0.025639 | 0.013385 | 0.013574 | 0.013574 | 0 | 0.02727 | 0.055562 | 0.055102 | 0.019516 | 0.0098657 | 0.020886 | 0.22859 | 0.28252 | 0.53297 | 0.1261 | 0.0098702 | 0.0098702 | 0.0098702 | 0.02874 | 0.029487 | 0.02874 | 0.029487 | 0.02874 | 0.015281 | 0.014791 | 0.32371 | 0.093461 | 0.024604 | 0.024604 | 0.068514 | 0.024963 | 0.15192 | 0.029771 | 0.067841 | 0.013605 | 0.0054261 | 0.017239 | 0.20339 | 0.00098657 | 0.0039804 | 0.00098657 | 0.091392 | 0.00098657 | 0.00099901 | 0.048124 | 0.041697 | 0.032341 | 0.013548 | 0.04807 | 0.013548 | 0.013548 | 0 | 0.02702 | 0.055539 | 0.055079 | 0.019516 | 0.0098657 | 0.020879 | 0.22838 | 0.28226 | 0.53247 | 0.12599 | 0.0098657 | 0.0098657 | 0.0098657 | 0.014789 | 0.015279 | 0.014789 | 0.015279 | 0.014789 | 0.014989 | 0.014516 | 0.32341 | 0.091555 | 0.024587 | 0.024587 | 0.066527 | 0.024963 | 0.14946 | 0.039034 | 0.017866 | 0.013605 | 0.0054261 | 0.033257 | 0.25924 | 0.00098654 | 0.00099901 | 0.00098657 | 0.091392 | 0.0020439 | 0.00099848 | 0.027271 | 0.041232 | 0.032905 | 0.013565 | 0.013565 | 0.027221 | 0.013548 | 0 | 0.027268 | 0.031056 | 0.031056 | 0.019516 | 0.0098657 | 0.027584 | 0.22838 | 0.28227 | 0.53247 | 0.12599 | 0.025475 | 0.025475 | 0.0098657 | 0.035779 | 0.043019 | 0.035779 | 0.036522 | 0.035779 | 0.015279 | 0.014789 | 0.32342 | 0.069506 | 0.024587 | 0.024587 | 0.055028 | 0.041365 | 0.13901 | 0.029771 | 0.067841 | 0.013605 | 0.0054261 | 0.017239 | 0.20339 | 0.00098657 | 0.0034716 | 0.00098657 | 0.091392 | 0.00098657 | 0.00099901 | 0.027271 | 0.034946 | 0.032341 | 0.070417 | 0.035999 | 0.047258 | 0.047258 | 0 | 0.027107 | 0.055539 | 0.055079 | 0.019516 | 0.0098657 | 0.020879 | 0.22838 | 0.28227 | 0.53247 | 0.12599 | 0.0098657 | 0.0098657 | 0.0098657 | 0.014789 | 0.015279 | 0.014789 | 0.015279 | 0.014789 | 0.015091 | 0.014612 | 0.32342 | 0.089371 | 0.024587 | 0.024587 | 0.064239 | 0.024963 | 0.14662 | 0.11529 | 0.067128 |  |  | 9 | 0.18615 |  |  | 9 | 0.17469 |  | 0.011459
2: Excess mooring loads | 0.063883 | 0.014255 | 0.012671 | 0.0027875 | 0.50875 | 0.60375 | 0.072241 | 0.00050688 | 0.03745 | 0.54659 | 0.054649 | 0.00097223 | 0.51366 | 0.0071085 | 0.031081 | 0.0069781 | 0.50688 | 0.0069781 | 0.0069781 | 0 | 0.023708 | 0.11028 | 0.11028 | 0.24851 | 0.0098702 | 0.22307 | 0.0083998 | 0.0087745 | 0.010514 | 0.0076879 | 0.47986 | 0.47986 | 0.0050681 | 0.5075 | 0.0069816 | 0.5075 | 0.50775 | 0.0069781 | 0.01113 | 0.010883 | 0.665 | 0.024493 | 0.5125 | 0.5125 | 0.024493 | 0.10269 | 0.10262 | 0.058565 | 0.018532 | 0.013612 | 0.0027875 | 0.50875 | 0.60375 | 0.00050688 | 0.00099925 | 0.00050681 | 0.0075156 | 0.039206 | 0.00097994 | 0.00051366 | 0.037821 | 0.033101 | 0.0069695 | 0.0069695 | 0.013609 | 0.471 | 0 | 0.027316 | 0.022548 | 0.022548 | 0.019684 | 0.0098657 | 0.22307 | 0.0083998 | 0.0087745 | 0.010514 | 0.0076879 | 0.39419 | 0.39419 | 0.0050681 | 0.5075 | 0.50775 | 0.5075 | 0.50775 | 0.5075 | 0.015335 | 0.014842 | 0.0090606 | 0.060511 | 0.0069828 | 0.0069828 | 0.049815 | 0.054926 | 0.1339 | 0.50975 | 0.50975 | 0.00050681 | 0.0027775 | 0.50875 | 0.60375 | 0.00050688 | 0.19583 | 0.000505 | 0.0075156 | 0.5005 | 0.0005005 | 0.0070628 | 0.0071085 | 0.0071085 | 0.0069695 | 1 | 0.0069695 | 0.50687 | 0 | 0.50687 | 0.51025 | 0.51025 | 0.51 | 0.0050681 | 0.47823 | 0.0033908 | 0.003542 | 0.0042443 | 0.0031034 | 0.0050688 | 0.0050688 | 0.0027775 | 0.0069781 | 0.0069816 | 0.0069781 | 0.0069816 | 0.0069781 | 0.0069816 | 0.0069781 | 0.665 | 0.012925 | 0.5125 | 0.5125 | 0.012925 | 0.5125 | 0.018767 | 0.058565 | 0.018532 | 0.013612 | 0.0027875 | 0.50875 | 0.60375 | 0.00050688 | 0.00099925 | 0.00050681 | 0.0075156 | 0.039206 | 0.00097994 | 0.00051366 | 0.037821 | 0.033101 | 0.0069695 | 0.0069695 | 0.013609 | 0.471 | 0 | 0.027316 | 0.022548 | 0.022548 | 0.019684 | 0.0098657 | 0.22307 | 0.0083998 | 0.0087745 | 0.010514 | 0.0076879 | 0.39419 | 0.39419 | 0.0050681 | 0.5075 | 0.50775 | 0.5075 | 0.50775 | 0.5075 | 0.015335 | 0.014842 | 0.0090606 | 0.060511 | 0.0069828 | 0.0069828 | 0.049815 | 0.054926 | 0.1339 | 0.063883 | 0.014255 | 0.012671 | 0.0027875 | 0.50875 | 0.60375 | 0.072241 | 0.00050688 | 0.03745 | 0.54659 | 0.054649 | 0.00097223 | 0.51366 | 0.0071085 | 0.031081 | 0.0069781 | 0.50688 | 0.0069781 | 0.0069781 | 0 | 0.023708 | 0.11028 | 0.11028 | 0.24851 | 0.0098702 | 0.22307 | 0.0083998 | 0.0087745 | 0.010514 | 0.0076879 | 0.47986 | 0.47986 | 0.0050681 | 0.5075 | 0.0069816 | 0.5075 | 0.50775 | 0.0069781 | 0.01113 | 0.010883 | 0.665 | 0.024493 | 0.5125 | 0.5125 | 0.024493 | 0.10269 | 0.10262 | 0.029238 | 0.018532 | 0.013612 | 0.014784 | 0.019286 | 0.22131 | 0.00050688 | 0.00099925 | 0.0031893 | 0.0075156 | 0.00095035 | 0.00099903 | 0.0070628 | 0.037821 | 0.033101 | 0.0069695 | 0.0069695 | 0.013609 | 0.071994 | 0 | 0.027316 | 0.022548 | 0.022548 | 0.097014 | 0.0098657 | 0.021944 | 0.25411 | 0.30867 | 0.56199 | 0.15045 | 0.01354 | 0.01354 | 0.020449 | 0.02058 | 0.024609 | 0.02058 | 0.021149 | 0.02058 | 0.015335 | 0.014842 | 0.3757 | 0.060511 | 0.073419 | 0.073419 | 0.049815 | 0.036707 | 0.1339 | 0.029769 | 0.067869 | 0.013605 | 0.0054286 | 0.017248 | 0.20358 | 0.00098702 | 0.0039836 | 0.00098702 | 0.091472 | 0.00098702 | 0.00099901 | 0.027284 | 0.047528 | 0.032341 | 0.025639 | 0.013385 | 0.013574 | 0.013574 | 0 | 0.02727 | 0.055562 | 0.055102 | 0.019516 | 0.0098657 | 0.020886 | 0.22859 | 0.28252 | 0.53297 | 0.1261 | 0.0098702 | 0.0098702 | 0.0098702 | 0.02874 | 0.029487 | 0.02874 | 0.029487 | 0.02874 | 0.015281 | 0.014791 | 0.32371 | 0.093461 | 0.024604 | 0.024604 | 0.068514 | 0.024963 | 0.15192 | 0.029771 | 0.067841 | 0.013605 | 0.0054261 | 0.017239 | 0.20339 | 0.00098657 | 0.0039804 | 0.00098657 | 0.091392 | 0.00098657 | 0.00099901 | 0.048124 | 0.041697 | 0.032341 | 0.013548 | 0.04807 | 0.013548 | 0.013548 | 0 | 0.02702 | 0.055539 | 0.055079 | 0.019516 | 0.0098657 | 0.020879 | 0.22838 | 0.28226 | 0.53247 | 0.12599 | 0.0098657 | 0.0098657 | 0.0098657 | 0.014789 | 0.015279 | 0.014789 | 0.015279 | 0.014789 | 0.014989 | 0.014516 | 0.32341 | 0.091555 | 0.024587 | 0.024587 | 0.066527 | 0.024963 | 0.14946 | 0.039034 | 0.017866 | 0.013605 | 0.0054261 | 0.033257 | 0.25924 | 0.00098654 | 0.00099901 | 0.00098657 | 0.091392 | 0.0020439 | 0.00099848 | 0.027271 | 0.041232 | 0.032905 | 0.013565 | 0.013565 | 0.027221 | 0.013548 | 0 | 0.027268 | 0.031056 | 0.031056 | 0.019516 | 0.0098657 | 0.027584 | 0.22838 | 0.28227 | 0.53247 | 0.12599 | 0.025475 | 0.025475 | 0.0098657 | 0.035779 | 0.043019 | 0.035779 | 0.036522 | 0.035779 | 0.015279 | 0.014789 | 0.32342 | 0.069506 | 0.024587 | 0.024587 | 0.055028 | 0.041365 | 0.13901 | 0.029771 | 0.067841 | 0.013605 | 0.0054261 | 0.017239 | 0.20339 | 0.00098657 | 0.0034716 | 0.00098657 | 0.091392 | 0.00098657 | 0.00099901 | 0.027271 | 0.034946 | 0.032341 | 0.070417 | 0.035999 | 0.047258 | 0.047258 | 0 | 0.027107 | 0.055539 | 0.055079 | 0.019516 | 0.0098657 | 0.020879 | 0.22838 | 0.28227 | 0.53247 | 0.12599 | 0.0098657 | 0.0098657 | 0.0098657 | 0.014789 | 0.015279 | 0.014789 | 0.015279 | 0.014789 | 0.015091 | 0.014612 | 0.32342 | 0.089371 | 0.024587 | 0.024587 | 0.064239 | 0.024963 | 0.14662 | 0.11053 | 0.10348 |  | 9 | 0 | 0.05675 |  | 9 | 0 | 0.05675 |  | 0
2: Mooring line nonfunctional | 0.03132 | 0.50975 | 0.00050681 | 0.0027875 | 0.0069317 | 0.0082261 | 0.00050681 | 0.5005 | 0.00050681 | 0.0074473 | 0.00050681 | 0.00099925 | 0.51366 | 0.51698 | 0.021873 | 0.50688 | 0.50687 | 0.026433 | 0.026433 | 0 | 0.023708 | 0.51025 | 0.51025 | 0.019684 | 0.0099294 | 0.47823 | 0.0083998 | 0.0087745 | 0.010514 | 0.0076879 | 0.0050681 | 0.0050681 | 0.0050681 | 0.0069147 | 0.0069181 | 0.0069147 | 0.0069181 | 0.0069147 | 0.01113 | 0.010883 | 0.0090606 | 0.44068 | 0.0069828 | 0.0069828 | 0.36486 | 0.024975 | 0.44721 | 0.03132 | 0.50975 | 0.00050681 | 0.0027875 | 0.0069317 | 0.0082261 | 0.00050681 | 0.5005 | 0.00050681 | 0.0074473 | 0.00050681 | 0.00099925 | 0.00051366 | 0.51698 | 0.021873 | 0.0070628 | 0.0070628 | 0.46928 | 0.46824 | 0 | 0.027315 | 0.51025 | 0.51025 | 0.019684 | 0.0099294 | 0.47823 | 0.0083998 | 0.0087745 | 0.010514 | 0.0076879 | 0.0050681 | 0.0050681 | 0.0050681 | 0.5075 | 0.50775 | 0.5075 | 0.50775 | 0.5075 | 0.015334 | 0.014841 | 0.0090606 | 0.44068 | 0.0069828 | 0.0069828 | 0.36486 | 0.024975 | 0.44721 | 0.50975 | 0.010659 | 0.00050681 | 0.50275 | 0.50875 | 0.60375 | 0.00050688 | 0.00050688 | 0.0005005 | 0.0075156 | 0.00054659 | 0.0005005 | 0.51366 | 0.51698 | 0.010598 | 0.0069695 | 0.50687 | 1 | 0.0069816 | 0 | 0.020137 | 0.51025 | 0.51025 | 0.44761 | 0.0050681 | 0.47823 | 0.6165 | 0.644 | 0.77169 | 0.56425 | 0.0054659 | 0.0054659 | 0.505 | 0.5075 | 0.0069816 | 0.5075 | 0.50775 | 0.0069781 | 0.0069816 | 0.0069781 | 0.665 | 0.5125 | 0.5125 | 0.5125 | 0.5125 | 0.5125 | 0.5525 | 0.03132 | 0.50975 | 0.00050681 | 0.0027875 | 0.0069317 | 0.0082261 | 0.00050681 | 0.5005 | 0.00050681 | 0.0074473 | 0.00050681 | 0.00099925 | 0.00051366 | 0.51698 | 0.021873 | 0.0070628 | 0.0070628 | 0.46928 | 0.46824 | 0 | 0.027315 | 0.51025 | 0.51025 | 0.019684 | 0.0099294 | 0.47823 | 0.0083998 | 0.0087745 | 0.010514 | 0.0076879 | 0.0050681 | 0.0050681 | 0.0050681 | 0.5075 | 0.50775 | 0.5075 | 0.50775 | 0.5075 | 0.015334 | 0.014841 | 0.0090606 | 0.44068 | 0.0069828 | 0.0069828 | 0.36486 | 0.024975 | 0.44721 | 0.03132 | 0.50975 | 0.00050681 | 0.0027875 | 0.0069317 | 0.0082261 | 0.00050681 | 0.5005 | 0.00050681 | 0.0074473 | 0.00050681 | 0.00099925 | 0.51366 | 0.51698 | 0.021873 | 0.50688 | 0.50687 | 0.026433 | 0.026433 | 0 | 0.023708 | 0.51025 | 0.51025 | 0.019684 | 0.0099294 | 0.47823 | 0.0083998 | 0.0087745 | 0.010514 | 0.0076879 | 0.0050681 | 0.0050681 | 0.0050681 | 0.0069147 | 0.0069181 | 0.0069147 | 0.0069181 | 0.0069147 | 0.01113 | 0.010883 | 0.0090606 | 0.44068 | 0.0069828 | 0.0069828 | 0.36486 | 0.024975 | 0.44721 | 0.02975 | 0.068236 | 0.013605 | 0.0054612 | 0.017375 | 0.20599 | 0.00099294 | 0.0039963 | 0.00099294 | 0.092507 | 0.00099294 | 0.000999 | 0.00051366 | 0.041709 | 0.032334 | 0.013559 | 0.013559 | 0.013548 | 0.013548 | 0 | 0.027268 | 0.055862 | 0.055399 | 0.019514 | 0.0098657 | 0.020978 | 0.2313 | 0.2859 | 0.5394 | 0.12756 | 0.0099294 | 0.0099294 | 0.0099294 | 0.015651 | 0.016164 | 0.015651 | 0.016164 | 0.015651 | 0.015279 | 0.01479 | 0.32759 | 0.091845 | 0.024821 | 0.024821 | 0.066682 | 0.024963 | 0.1496 | 0.02975 | 0.068236 | 0.013605 | 0.0054612 | 0.017375 | 0.20599 | 0.00099294 | 0.0034875 | 0.00099294 | 0.092507 | 0.00099294 | 0.000999 | 0.028786 | 0.034952 | 0.032334 | 0.056649 | 0.028632 | 0.040884 | 0.040884 | 0 | 0.02716 | 0.055862 | 0.055399 | 0.019514 | 0.0098657 | 0.020978 | 0.2313 | 0.2859 | 0.5394 | 0.12756 | 0.0099294 | 0.0099294 | 0.0099294 | 0.014894 | 0.01539 | 0.014894 | 0.01539 | 0.014894 | 0.015153 | 0.01467 | 0.32759 | 0.089661 | 0.024821 | 0.024821 | 0.064393 | 0.024963 | 0.14676 | 0.029771 | 0.067841 | 0.013605 | 0.0054261 | 0.017239 | 0.20339 | 0.00098657 | 0.0039804 | 0.00098657 | 0.091392 | 0.00098657 | 0.00099901 | 0.027271 | 0.041619 | 0.032341 | 0.013385 | 0.013385 | 0.013548 | 0.013548 | 0 | 0.02727 | 0.055539 | 0.055079 | 0.019516 | 0.0098657 | 0.020879 | 0.22838 | 0.28227 | 0.53247 | 0.12599 | 0.0098657 | 0.0098657 | 0.0098657 | 0.029189 | 0.029936 | 0.029189 | 0.029936 | 0.029189 | 0.015281 | 0.014791 | 0.32342 | 0.09153 | 0.024587 | 0.024587 | 0.066501 | 0.024963 | 0.14943 | 0.029771 | 0.067841 | 0.013605 | 0.0054261 | 0.017239 | 0.20339 | 0.00098657 | 0.0034716 | 0.00098657 | 0.091392 | 0.00098657 | 0.00099901 | 0.028776 | 0.034946 | 0.032341 | 0.056333 | 0.028504 | 0.040697 | 0.040697 | 0 | 0.027161 | 0.055539 | 0.055079 | 0.019516 | 0.0098657 | 0.020879 | 0.22838 | 0.28227 | 0.53247 | 0.12599 | 0.0098657 | 0.0098657 | 0.0098657 | 0.014789 | 0.015279 | 0.014789 | 0.015279 | 0.014789 | 0.015154 | 0.014671 | 0.32342 | 0.089371 | 0.024587 | 0.024587 | 0.064239 | 0.024963 | 0.14662 | 0.029771 | 0.067841 | 0.013605 | 0.0054261 | 0.017239 | 0.20339 | 0.00098657 | 0.0039804 | 0.00098657 | 0.091392 | 0.00098657 | 0.00099901 | 0.027271 | 0.041619 | 0.032341 | 0.013385 | 0.013385 | 0.013548 | 0.013548 | 0 | 0.02727 | 0.055539 | 0.055079 | 0.019516 | 0.0098657 | 0.020879 | 0.22838 | 0.28227 | 0.53247 | 0.12599 | 0.0098657 | 0.0098657 | 0.0098657 | 0.029189 | 0.029936 | 0.029189 | 0.029936 | 0.029189 | 0.015281 | 0.014791 | 0.32342 | 0.09153 | 0.024587 | 0.024587 | 0.066501 | 0.024963 | 0.14943 | 0.123 | 0.063199 |  |  | 1 | 0.058199 |  |  | 1 | 0.058239 |  | -3.98e-05
2: Shared line nonfunctional | 0.03132 | 0.038604 | 0.013612 | 0.0027875 | 0.0069317 | 0.0082261 | 0.00050681 | 0.0027793 | 0.00050681 | 0.0074473 | 0.00050681 | 0.00099925 | 0.00051366 | 0.038113 | 0.032897 | 0.0070628 | 0.0070628 | 0.0136 | 0.0136 | 0 | 0.027315 | 0.03139 | 0.031143 | 0.019684 | 0.0098657 | 0.013686 | 0.0083998 | 0.0087745 | 0.010514 | 0.0076879 | 0.0050681 | 0.0050681 | 0.0050681 | 0.5075 | 0.50775 | 0.5075 | 0.50775 | 0.5075 | 0.015334 | 0.014841 | 0.0090606 | 0.068637 | 0.0069828 | 0.0069828 | 0.053984 | 0.024975 | 0.13771 | 0.50975 | 0.010659 | 0.00050681 | 0.50275 | 0.50875 | 0.60375 | 0.00050688 | 0.0005005 | 0.5005 | 0.0075156 | 0.00054659 | 0.0005005 | 0.0070628 | 0.51698 | 0.010598 | 0.0069695 | 0.0069695 | 0.0069695 | 0.47045 | 0 | 0.020137 | 0.51025 | 0.51025 | 0.44761 | 0.0050681 | 0.47823 | 0.6165 | 0.644 | 0.77169 | 0.56425 | 0.505 | 0.505 | 0.505 | 0.5075 | 0.50775 | 0.5075 | 0.50775 | 0.5075 | 0.0069816 | 0.0069781 | 0.665 | 0.5125 | 0.5125 | 0.5125 | 0.5125 | 0.5125 | 0.5525 | 0.50975 | 0.010659 | 0.00050681 | 0.50275 | 0.50875 | 0.60375 | 0.00050688 | 0.0005005 | 0.5005 | 0.0075156 | 0.00054659 | 0.0005005 | 0.0070628 | 0.51698 | 0.010598 | 0.0069695 | 0.0069695 | 0.0069695 | 1 | 0 | 0.020137 | 0.51025 | 0.51025 | 0.44761 | 0.0050681 | 0.47823 | 0.6165 | 0.644 | 0.77169 | 0.56425 | 0.505 | 0.505 | 0.505 | 0.5075 | 0.50775 | 0.5075 | 0.50775 | 0.5075 | 0.0069816 | 0.0069781 | 0.665 | 0.5125 | 0.5125 | 0.5125 | 0.5125 | 0.5125 | 0.5525 | 0.025187 | 0.010659 | 0.00050681 | 0.45337 | 0.50875 | 0.60375 | 0.00050688 | 0.0005005 | 0.5005 | 0.0075156 | 0.00054659 | 0.00099923 | 0.0070628 | 0.51698 | 0.010598 | 0.0069695 | 0.0069695 | 0.0069695 | 0.47045 | 0 | 0.020137 | 0.51025 | 0.51025 | 0.44761 | 0.0050681 | 0.47823 | 0.6165 | 0.644 | 0.77169 | 0.56425 | 0.505 | 0.505 | 0.505 | 0.5075 | 0.50775 | 0.5075 | 0.50775 | 0.5075 | 0.0069816 | 0.0069781 | 0.665 | 0.5125 | 0.5125 | 0.5125 | 0.5125 | 0.5125 | 0.5525 | 0.03132 | 0.038604 | 0.013612 | 0.0027875 | 0.0069317 | 0.0082261 | 0.00050681 | 0.0027793 | 0.00050681 | 0.0074473 | 0.00050681 | 0.00099925 | 0.00051366 | 0.038113 | 0.032897 | 0.0070628 | 0.0070628 | 0.0136 | 0.0136 | 0 | 0.027315 | 0.03139 | 0.031143 | 0.019684 | 0.0098657 | 0.013686 | 0.0083998 | 0.0087745 | 0.010514 | 0.0076879 | 0.0050681 | 0.0050681 | 0.0050681 | 0.5075 | 0.50775 | 0.5075 | 0.50775 | 0.5075 | 0.015334 | 0.014841 | 0.0090606 | 0.068637 | 0.0069828 | 0.0069828 | 0.053984 | 0.024975 | 0.13771 | 0.03132 | 0.038604 | 0.013612 | 0.0027875 | 0.0069317 | 0.0082261 | 0.00050681 | 0.0027793 | 0.00050681 | 0.0074473 | 0.00050681 | 0.00099925 | 0.041461 | 0.041266 | 0.032897 | 0.0136 | 0.032124 | 0.0136 | 0.0136 | 0 | 0.027135 | 0.03139 | 0.031143 | 0.019684 | 0.0098657 | 0.013686 | 0.0083998 | 0.0087745 | 0.010514 | 0.0076879 | 0.0050681 | 0.0050681 | 0.0050681 | 0.0069147 | 0.0069181 | 0.0069147 | 0.0069181 | 0.0069147 | 0.015123 | 0.014642 | 0.0090606 | 0.069709 | 0.0069828 | 0.0069828 | 0.05508 | 0.024975 | 0.13907 | 0.039034 | 0.017866 | 0.013605 | 0.0054261 | 0.033259 | 0.25924 | 0.00098651 | 0.00099901 | 0.00098657 | 0.091388 | 0.0020441 | 0.00099848 | 0.027284 | 0.041232 | 0.032905 | 0.013565 | 0.013565 | 0.027243 | 0.013548 | 0 | 0.027268 | 0.031056 | 0.031056 | 0.019516 | 0.0098657 | 0.027585 | 0.22838 | 0.28226 | 0.53247 | 0.12599 | 0.025477 | 0.025477 | 0.0098657 | 0.035786 | 0.043025 | 0.035786 | 0.036529 | 0.035786 | 0.015279 | 0.014789 | 0.32341 | 0.069505 | 0.024587 | 0.024587 | 0.055027 | 0.041365 | 0.13901 | 0.029771 | 0.067841 | 0.013605 | 0.0054261 | 0.017239 | 0.20339 | 0.00098657 | 0.0034716 | 0.00098657 | 0.091392 | 0.00098657 | 0.00099901 | 0.027271 | 0.034946 | 0.032341 | 0.063794 | 0.035999 | 0.040697 | 0.040697 | 0 | 0.027107 | 0.055539 | 0.055079 | 0.019516 | 0.0098657 | 0.020879 | 0.22838 | 0.28226 | 0.53247 | 0.12599 | 0.0098657 | 0.0098657 | 0.0098657 | 0.014789 | 0.015279 | 0.014789 | 0.015279 | 0.014789 | 0.015091 | 0.014612 | 0.32341 | 0.089371 | 0.024587 | 0.024587 | 0.064239 | 0.024963 | 0.14662 | 0.029771 | 0.067841 | 0.013605 | 0.0054261 | 0.017239 | 0.20339 | 0.00098657 | 0.0039804 | 0.00098657 | 0.091392 | 0.00098657 | 0.00099901 | 0.027271 | 0.041698 | 0.032341 | 0.013548 | 0.049029 | 0.013548 | 0.013548 | 0 | 0.027013 | 0.055539 | 0.055079 | 0.019516 | 0.0098657 | 0.020879 | 0.22838 | 0.28227 | 0.53247 | 0.12599 | 0.0098657 | 0.0098657 | 0.0098657 | 0.014789 | 0.015279 | 0.014789 | 0.015279 | 0.014789 | 0.014981 | 0.014509 | 0.32342 | 0.091555 | 0.024587 | 0.024587 | 0.066527 | 0.024963 | 0.14946 | 0.029771 | 0.067841 | 0.013605 | 0.0054261 | 0.017239 | 0.20339 | 0.00098657 | 0.0034716 | 0.00098657 | 0.091392 | 0.00098657 | 0.00099901 | 0.027271 | 0.041706 | 0.032341 | 0.013565 | 0.013565 | 0.047247 | 0.040697 | 0 | 0.027268 | 0.055539 | 0.055079 | 0.019516 | 0.0098657 | 0.020879 | 0.22838 | 0.28227 | 0.53247 | 0.12599 | 0.0098657 | 0.0098657 | 0.0098657 | 0.014789 | 0.015279 | 0.014789 | 0.015279 | 0.014789 | 0.015279 | 0.014789 | 0.32342 | 0.091558 | 0.024587 | 0.024587 | 0.06653 | 0.024963 | 0.14946 | 0.14292 | 0.11813 |  |  | 2 | 0.057517 |  |  | 2 | 0.057517 |  | -2.921e-10
2: Excess Anchor Loads | 0 | 0 | 0 | 0 | 0 | 0 | 0 | 0 | 0 | 0 | 0 | 0 | 0 | 0 | 0 | 0 | 0 | 0 | 0 | 0 | 0 | 0 | 0 | 0 | 0 | 0 | 0 | 0 | 0 | 0 | 0 | 0 | 0 | 0 | 0 | 0 | 0 | 0 | 0 | 0 | 0 | 0 | 0 | 0 | 0 | 0 | 0 | 0 | 0 | 0 | 0 | 0 | 0 | 0 | 0 | 0 | 0 | 0 | 0 | 0 | 0 | 0 | 0 | 0 | 0 | 0 | 0 | 0 | 0 | 0 | 0 | 0 | 0 | 0 | 0 | 0 | 0 | 0 | 0 | 0 | 0 | 0 | 0 | 0 | 0 | 0 | 0 | 0 | 0 | 0 | 0 | 0 | 0 | 0 | 0 | 0 | 0 | 0 | 0 | 0 | 0 | 0 | 0 | 0 | 0 | 0 | 0 | 0 | 0 | 0 | 0 | 0 | 0 | 1 | 0 | 0 | 0 | 0 | 0 | 0 | 0 | 0 | 0 | 0 | 0 | 0 | 0 | 0 | 0 | 0 | 0 | 0 | 0 | 0 | 0 | 0 | 0 | 0 | 0 | 0 | 0 | 0 | 0 | 0 | 0 | 0 | 0 | 0 | 0 | 0 | 0 | 0 | 0 | 0 | 0 | 0 | 0 | 0 | 0 | 0 | 0 | 0 | 0 | 0 | 0 | 0 | 0 | 0 | 0 | 0 | 0 | 0 | 0 | 0 | 0 | 0 | 0 | 0 | 0 | 0 | 0 | 0 | 0 | 0 | 0 | 0 | 0 | 0 | 0 | 0 | 0 | 0 | 0 | 0 | 0 | 0 | 0 | 0 | 0 | 0 | 0 | 0 | 0 | 0 | 0 | 0 | 0 | 0 | 0 | 0 | 0 | 0 | 0 | 0 | 0 | 0 | 0 | 0 | 0 | 0 | 0 | 0 | 0 | 0 | 0 | 0 | 0 | 0 | 0 | 0 | 0 | 0 | 0 | 0 | 0 | 0 | 0 | 0 | 0 | 0 | 0 | 0 | 0 | 0 | 0 | 0 | 0 | 0 | 0 | 0 | 0 | 0 | 0 | 0 | 0 | 0 | 0 | 0 | 0 | 0 | 0 | 0 | 0 | 0 | 0 | 0 | 0 | 0 | 0 | 0 | 0 | 0 | 0 | 0 | 0 | 0 | 0 | 0 | 0 | 0 | 0 | 0 | 0 | 0 | 0 | 0 | 0 | 0 | 0 | 0 | 0 | 0 | 0 | 0 | 0 | 0 | 0 | 0 | 0 | 0 | 0 | 0 | 0 | 0 | 0 | 0 | 0 | 0 | 0 | 0 | 0 | 0 | 0 | 0 | 0 | 0 | 0 | 0 | 0 | 0 | 0 | 0 | 0 | 0 | 0 | 0 | 0 | 0 | 0 | 0 | 0 | 0 | 0 | 0 | 0 | 0 | 0 | 0 | 0 | 0 | 0 | 0 | 0 | 0 | 0 | 0 | 0 | 0 | 0 | 0 | 0 | 0 | 0 | 0 | 0 | 0 | 0 | 0 | 0 | 0 | 0 | 0 | 0 | 0 | 0 | 0 | 0 | 0 | 0 | 0 | 0 | 0 | 0 | 0 | 0 | 0 | 0 | 0 | 0 | 0 | 0 | 0 | 0 | 0 | 0 | 0 | 0 | 0 | 0 | 0 | 0 | 0 | 0 | 0 | 0 | 0 | 0 | 0 | 0 | 0 | 0 | 0 | 0 | 0 | 0 | 0 | 0 | 0 | 0 | 0 | 0 | 0 | 0 | 0 | 0 | 0 | 0 | 0 | 0 | 0 | 0 | 0 | 0 | 0 | 0 | 0 | 0 | 0 | 0 | 0 | 0 | 0 | 0 | 0 | 0 | 0 | 0 | 0 | 0 | 0 | 0 | 0 | 0 | 0 | 0 | 0 | 0 | 0 | 0 | 0 | 0 | 0 | 0 | 0 | 0 | 0 | 0 | 0 | 0 | 0 | 0 | 0 | 0 | 0 | 0 | 0 | 0 | 0 | 0 | 0 | 0.0021277 | 0.0021277 |  |  | 3 | 0.057136 |  |  | 3 | 0.057137 |  | -6.1812e-07
2: Anchor dragging | 0.03132 | 0.11836 | 0.013117 | 0.0027875 | 0.0069317 | 0.0082261 | 0.038207 | 0.00098973 | 0.00050681 | 0.54659 | 0.00050681 | 0.00099925 | 0.034357 | 0.033549 | 0.030794 | 0.0069781 | 0.02075 | 0.0069781 | 0.0069781 | 0 | 0.027217 | 0.12273 | 0.1225 | 0.019684 | 0.0098681 | 0.013686 | 0.0083998 | 0.0087745 | 0.010514 | 0.0076879 | 0.0050681 | 0.0050681 | 0.0050681 | 0.0069147 | 0.50775 | 0.0069147 | 0.0069181 | 0.5075 | 0.015219 | 0.014733 | 0.0090606 | 0.024185 | 0.0069828 | 0.0069828 | 0.024185 | 0.024975 | 0.10038 | 0.058565 | 0.018532 | 0.013612 | 0.0027875 | 0.50875 | 0.60375 | 0.00050688 | 0.00099925 | 0.00050681 | 0.0075156 | 0.039206 | 0.00097994 | 0.00051366 | 0.037821 | 0.033101 | 0.0069695 | 0.0069695 | 0.013609 | 0.471 | 0 | 0.027316 | 0.022548 | 0.022548 | 0.019684 | 0.0098657 | 0.22307 | 0.0083998 | 0.0087745 | 0.010514 | 0.0076879 | 0.39419 | 0.39419 | 0.0050681 | 0.5075 | 0.50775 | 0.5075 | 0.50775 | 0.5075 | 0.015335 | 0.014842 | 0.0090606 | 0.060511 | 0.0069828 | 0.0069828 | 0.049815 | 0.054926 | 0.1339 | 0.11482 | 0.11463 | 0.00050681 | 0.0027775 | 0.50875 | 0.60375 | 0.00051025 | 0.5005 | 0.000505 | 0.54659 | 0.06789 | 0.00096562 | 0.0070628 | 0.0071085 | 0.0071085 | 0.0069695 | 0.0069695 | 0.50688 | 0.0069816 | 0 | 1 | 0.010598 | 0.010598 | 0.51 | 0.0050681 | 0.0060375 | 0.6165 | 0.644 | 0.77169 | 0.56425 | 0.0050688 | 0.0050688 | 0.37335 | 0.5075 | 0.0069816 | 0.5075 | 0.50775 | 0.0069781 | 0.0069816 | 0.0069781 | 0.665 | 0.012925 | 0.012925 | 0.012925 | 0.012925 | 0.010506 | 0.018767 | 0.076172 | 0.018532 | 0.00050681 | 0.40099 | 0.00050875 | 0.00060375 | 0.00051025 | 0.0005005 | 0.5005 | 0.0075156 | 0.076871 | 0.00096114 | 0.51366 | 0.00051698 | 0.010598 | 0.00050688 | 0.00050688 | 0.0069695 | 0.47045 | 0 | 0.020137 | 0.00051025 | 0.00051025 | 0.39148 | 0.0050681 | 0.47823 | 0.6165 | 0.644 | 0.77169 | 0.56425 | 0.505 | 0.505 | 0.505 | 0.5075 | 0.50775 | 0.5075 | 0.50775 | 0.5075 | 0.0069816 | 0.0069781 | 0.665 | 0.5125 | 0.5125 | 0.5125 | 0.5125 | 0.010506 | 0.5525 | 0.03132 | 0.11836 | 0.013117 | 0.0027875 | 0.0069317 | 0.0082261 | 0.038207 | 0.00098973 | 0.00050681 | 0.54659 | 0.00050681 | 0.00099925 | 0.00051366 | 0.033549 | 0.030794 | 0.0069781 | 0.26551 | 0.0069781 | 0.0069781 | 0 | 0.025452 | 0.12273 | 0.1225 | 0.019684 | 0.0098681 | 0.013686 | 0.0083998 | 0.0087745 | 0.010514 | 0.0076879 | 0.0050681 | 0.0050681 | 0.0050681 | 0.5075 | 0.50775 | 0.5075 | 0.50775 | 0.5075 | 0.01316 | 0.012794 | 0.0090606 | 0.024185 | 0.0069828 | 0.0069828 | 0.024185 | 0.024975 | 0.10038 | 0.03132 | 0.038604 | 0.013612 | 0.0027875 | 0.0069317 | 0.0082261 | 0.00050681 | 0.0022757 | 0.00050681 | 0.0074473 | 0.00050681 | 0.00099925 | 0.026983 | 0.04127 | 0.032897 | 0.013609 | 0.013609 | 0.033104 | 0.026433 | 0 | 0.027268 | 0.03139 | 0.031143 | 0.019684 | 0.0098657 | 0.013686 | 0.0083998 | 0.0087745 | 0.010514 | 0.0076879 | 0.0050681 | 0.0050681 | 0.0050681 | 0.0069147 | 0.0069181 | 0.0069147 | 0.0069181 | 0.0069147 | 0.015279 | 0.014789 | 0.0090606 | 0.069711 | 0.0069828 | 0.0069828 | 0.055082 | 0.024975 | 0.13907 | 0.02977 | 0.067856 | 0.013605 | 0.0054274 | 0.017244 | 0.20349 | 0.00098681 | 0.0039815 | 0.00098681 | 0.091434 | 0.00098681 | 0.00099901 | 0.027284 | 0.041619 | 0.032341 | 0.013385 | 0.013385 | 0.013562 | 0.013562 | 0 | 0.02727 | 0.055551 | 0.055091 | 0.019516 | 0.0098657 | 0.020883 | 0.22849 | 0.2824 | 0.53273 | 0.12605 | 0.0098681 | 0.0098681 | 0.0098681 | 0.028956 | 0.029703 | 0.028956 | 0.029703 | 0.028956 | 0.015281 | 0.014791 | 0.32357 |  | 0.024596 | 0.024596 | 0.066506 | 0.024963 | 0.14943 | 0.029771 | 0.067841 | 0.013605 | 0.0054261 | 0.017239 | 0.20339 | 0.00098657 | 0.0039804 | 0.00098657 | 0.091392 | 0.00098657 | 0.00099901 | 0.042091 | 0.041698 | 0.032341 | 0.013548 | 0.041648 | 0.013548 | 0.013548 | 0 | 0.027066 | 0.055539 | 0.055079 | 0.019516 | 0.0098657 | 0.020879 | 0.22838 | 0.28226 | 0.53247 | 0.12599 | 0.0098657 | 0.0098657 | 0.0098657 | 0.014789 | 0.015279 | 0.014789 | 0.015279 | 0.014789 | 0.015043 | 0.014567 | 0.32341 | 0.091555 | 0.024587 | 0.024587 | 0.066527 | 0.024963 | 0.14946 | 0.039034 | 0.017866 | 0.013605 | 0.0054261 | 0.033257 | 0.25924 | 0.00098654 | 0.00099901 | 0.00098657 | 0.091392 | 0.0020439 | 0.00099848 | 0.027271 | 0.041232 | 0.032905 | 0.013565 | 0.013565 | 0.027221 | 0.013548 | 0 | 0.027268 | 0.031056 | 0.031056 | 0.019516 | 0.0098657 | 0.027584 | 0.22838 | 0.28227 | 0.53247 | 0.12599 | 0.025475 | 0.025475 | 0.0098657 | 0.035779 | 0.043019 | 0.035779 | 0.036522 | 0.035779 | 0.015279 | 0.014789 | 0.32342 | 0.069506 | 0.024587 | 0.024587 | 0.055028 | 0.041365 | 0.13901 | 0.029771 | 0.067841 | 0.013605 | 0.0054261 | 0.017239 | 0.20339 | 0.00098657 | 0.0034716 | 0.00098657 | 0.091392 | 0.00098657 | 0.00099901 | 0.027271 | 0.034946 | 0.032341 | 0.063794 | 0.035999 | 0.040697 | 0.040697 | 0 | 0.027107 | 0.055539 | 0.055079 | 0.019516 | 0.0098657 | 0.020879 | 0.22838 | 0.28227 | 0.53247 | 0.12599 | 0.0098657 | 0.0098657 | 0.0098657 | 0.014789 | 0.015279 | 0.014789 | 0.015279 | 0.014789 | 0.015091 | 0.014612 | 0.32342 | 0.089371 | 0.024587 | 0.024587 | 0.064239 | 0.024963 | 0.14662 | 0.10166 | 0.058479 |  |  | 4 | 0.056961 |  |  | 4 | 0.056949 |  | 1.2289e-05
2: Change in cable profile | 0.03132 | 0.038604 | 0.013612 | 0.0027875 | 0.0069317 | 0.0082261 | 0.00050681 | 0.0022757 | 0.00050681 | 0.0074473 | 0.00050681 | 0.00099925 | 0.51366 | 0.034483 | 0.032897 | 0.5068 | 0.018784 | 0.48021 | 0.48021 | 0 | 0.027231 | 0.03139 | 0.031143 | 0.019684 | 0.0098657 | 0.013686 | 0.0083998 | 0.0087745 | 0.010514 | 0.0076879 | 0.0050681 | 0.0050681 | 0.0050681 | 0.0069147 | 0.0069181 | 0.0069147 | 0.0069181 | 0.0069147 | 0.015235 | 0.014748 | 0.0090606 | 0.067402 | 0.0069828 | 0.0069828 | 0.052723 | 0.024975 | 0.13614 | 0.03132 | 0.038614 | 0.00050681 | 0.0027875 | 0.0069317 | 0.0082261 | 0.00050688 | 0.5005 | 0.00050681 | 0.0075156 | 0.00050681 | 0.00099925 | 0.00051366 | 0.51698 | 0.021873 | 0.50688 | 0.50688 | 0.48806 | 0.46824 | 0 | 0.023708 | 0.51025 | 0.51025 | 0.019684 | 0.0099294 | 0.013686 | 0.0083998 | 0.0087745 | 0.010514 | 0.0076879 | 0.0050681 | 0.0050681 | 0.0050681 | 0.5075 | 0.50775 | 0.5075 | 0.50775 | 0.5075 | 0.01113 | 0.010883 | 0.0090606 | 0.44068 | 0.0069828 | 0.0069828 | 0.36486 | 0.024975 | 0.44721 | 0.033846 | 0.34767 | 0.00050681 | 0.0027875 | 0.50875 | 0.015094 | 0.00051025 | 0.0005005 | 0.5005 | 0.54659 | 0.00050681 | 0.00099925 | 0.51366 | 0.010598 | 0.010598 | 0.0071085 | 0.50687 | 0.50687 | 0.50687 | 0 | 0.50687 | 1 | 0.01046 | 0.01025 | 0.0050681 | 0.0060375 | 0.0083998 | 0.0087745 | 0.010514 | 0.0076879 | 0.505 | 0.505 | 0.0050681 | 0.0077548 | 0.0080133 | 0.0077548 | 0.0080133 | 0.0077548 | 0.0069816 | 0.0069781 | 0.013633 | 0.010506 | 0.010506 | 0.010506 | 0.5125 | 0.010506 | 0.5525 | 0.065918 | 0.36991 | 0.00050681 | 0.40099 | 0.00050875 | 0.00060375 | 0.00051025 | 0.0005005 | 0.5005 | 0.54659 | 0.072908 | 0.00096312 | 0.51366 | 0.00051698 | 0.010598 | 0.00050688 | 0.00050688 | 0.0069695 | 0.47045 | 0 | 0.020137 | 0.00051025 | 0.00051025 | 0.39148 | 0.0050681 | 0.47823 | 0.6165 | 0.644 | 0.77169 | 0.56425 | 0.505 | 0.505 | 0.505 | 0.5075 | 0.50775 | 0.5075 | 0.50775 | 0.5075 | 0.0069816 | 0.0069781 | 0.665 | 0.5125 | 0.5125 | 0.5125 | 0.5125 | 0.010506 | 0.5525 | 0.03132 | 0.038604 | 0.013612 | 0.0027875 | 0.0069317 | 0.0082261 | 0.00050681 | 0.0022757 | 0.00050681 | 0.0074473 | 0.00050681 | 0.00099925 | 0.00051366 | 0.038113 | 0.032897 | 0.0070628 | 0.0070628 | 0.50547 | 0.50526 | 0 | 0.027315 | 0.03139 | 0.031143 | 0.019684 | 0.0098657 | 0.013686 | 0.0083998 | 0.0087745 | 0.010514 | 0.0076879 | 0.0050681 | 0.0050681 | 0.0050681 | 0.5075 | 0.50775 | 0.5075 | 0.50775 | 0.5075 | 0.015334 | 0.014841 | 0.0090606 | 0.068637 | 0.0069828 | 0.0069828 | 0.053984 | 0.024975 | 0.13771 | 0.03132 | 0.038604 | 0.013612 | 0.0027875 | 0.0069317 | 0.0082261 | 0.00050681 | 0.0022757 | 0.00050681 | 0.0074473 | 0.00050681 | 0.00099925 | 0.028077 | 0.034483 | 0.032897 | 0.032037 | 0.018784 | 0.026433 | 0.026433 | 0 | 0.027231 | 0.03139 | 0.031143 | 0.019684 | 0.0098657 | 0.013686 | 0.0083998 | 0.0087745 | 0.010514 | 0.0076879 | 0.0050681 | 0.0050681 | 0.0050681 | 0.0069147 | 0.0069181 | 0.0069147 | 0.0069181 | 0.0069147 | 0.015235 | 0.014748 | 0.0090606 | 0.067402 | 0.0069828 | 0.0069828 | 0.052723 | 0.024975 | 0.13614 | 0.029771 | 0.067841 | 0.013605 | 0.0054261 | 0.017239 | 0.20339 | 0.00098657 | 0.0039804 | 0.00098657 | 0.091392 | 0.00098657 | 0.00099901 | 0.027284 | 0.041619 | 0.032341 | 0.013385 | 0.013385 | 0.013548 | 0.013548 | 0 | 0.02727 | 0.055539 | 0.055079 | 0.019516 | 0.0098657 | 0.020879 | 0.22838 | 0.28226 | 0.53247 | 0.12599 | 0.0098657 | 0.0098657 | 0.0098657 | 0.029196 | 0.029942 | 0.029196 | 0.029942 | 0.029196 | 0.015281 | 0.014791 | 0.32341 | 0.09153 | 0.024587 | 0.024587 | 0.066501 | 0.024963 | 0.14943 | 0.029771 | 0.067841 | 0.013605 | 0.0054261 | 0.017239 | 0.20339 | 0.00098657 | 0.0034716 | 0.00098657 | 0.091392 | 0.00098657 | 0.00099901 | 0.028776 | 0.034946 | 0.032341 | 0.056333 | 0.028504 | 0.040697 | 0.040697 | 0 | 0.027161 | 0.055539 | 0.055079 | 0.019516 | 0.0098657 | 0.020879 | 0.22838 | 0.28226 | 0.53247 | 0.12599 | 0.0098657 | 0.0098657 | 0.0098657 | 0.014789 | 0.015279 | 0.014789 | 0.015279 | 0.014789 | 0.015154 | 0.014671 | 0.32341 | 0.089371 | 0.024587 | 0.024587 | 0.064239 | 0.024963 | 0.14662 | 0.029771 | 0.067841 | 0.013605 | 0.0054261 | 0.017239 | 0.20339 | 0.00098657 | 0.0039804 | 0.00098657 | 0.091392 | 0.00098657 | 0.00099901 | 0.027271 | 0.041619 | 0.032341 | 0.013385 | 0.013385 | 0.013548 | 0.013548 | 0 | 0.02727 | 0.055539 | 0.055079 | 0.019516 | 0.0098657 | 0.020879 | 0.22838 | 0.28227 | 0.53247 | 0.12599 | 0.0098657 | 0.0098657 | 0.0098657 | 0.029189 | 0.029936 | 0.029189 | 0.029936 | 0.029189 | 0.015281 | 0.014791 | 0.32342 | 0.09153 | 0.024587 | 0.024587 | 0.066501 | 0.024963 | 0.14943 | 0.029771 | 0.067841 | 0.013605 | 0.0054261 | 0.017239 | 0.20339 | 0.00098657 | 0.0034716 | 0.00098657 | 0.091392 | 0.00098657 | 0.00099901 | 0.028776 | 0.034946 | 0.032341 | 0.056333 | 0.028504 | 0.040697 | 0.040697 | 0 | 0.027161 | 0.055539 | 0.055079 | 0.019516 | 0.0098657 | 0.020879 | 0.22838 | 0.28227 | 0.53247 | 0.12599 | 0.0098657 | 0.0098657 | 0.0098657 | 0.014789 | 0.015279 | 0.014789 | 0.015279 | 0.014789 | 0.015154 | 0.014671 | 0.32342 | 0.089371 | 0.024587 | 0.024587 | 0.064239 | 0.024963 | 0.14662 | 0.10438 | 0.12002 |  |  | 5 | 0.057303 |  |  | 5 | 0.057476 |  | -0.00017246
2: Excessive load on cable | 0.03132 | 0.038604 | 0.00050681 | 0.0027875 | 0.0069317 | 0.0082261 | 0.00050681 | 0.5005 | 0.00050681 | 0.0074473 | 0.00050681 | 0.00099925 | 0.51366 | 0.51698 | 0.021873 | 0.50687 | 0.50688 | 0.026433 | 0.026433 | 0 | 0.023708 | 0.51025 | 0.51025 | 0.019684 | 0.0099294 | 0.47823 | 0.0083998 | 0.0087745 | 0.010514 | 0.0076879 | 0.0050681 | 0.0050681 | 0.0050681 | 0.0069147 | 0.0069181 | 0.0069147 | 0.0069181 | 0.0069147 | 0.01113 | 0.010883 | 0.0090606 | 0.44068 | 0.0069828 | 0.0069828 | 0.36486 | 0.024975 | 0.44721 | 0.03132 | 0.038604 | 0.00050681 | 0.0027875 | 0.0069317 | 0.0082261 | 0.00050681 | 0.5005 | 0.00050681 | 0.0074473 | 0.00050681 | 0.00099925 | 0.00051366 | 0.51698 | 0.021873 | 0.0070628 | 0.0070628 | 0.46928 | 0.46824 | 0 | 0.027315 | 0.51025 | 0.51025 | 0.019684 | 0.0099294 | 0.47823 | 0.0083998 | 0.0087745 | 0.010514 | 0.0076879 | 0.0050681 | 0.0050681 | 0.0050681 | 0.5075 | 0.50775 | 0.5075 | 0.50775 | 0.5075 | 0.015334 | 0.014841 | 0.0090606 | 0.44068 | 0.0069828 | 0.0069828 | 0.36486 | 0.024975 | 0.44721 | 0.033846 | 0.50975 | 0.00050681 | 0.0027875 | 0.00050875 | 0.60375 | 0.00051025 | 0.0005005 | 0.5005 | 0.54659 | 0.00050681 | 0.00099925 | 0.00051366 | 0.00051698 | 0.010598 | 0.00050688 | 0.00050688 | 0.0069695 | 0.47045 | 0 | 0.020137 | 0.51025 | 1 | 0.51 | 0.0050681 | 0.47823 | 0.0083998 | 0.0087745 | 0.010514 | 0.0076879 | 0.505 | 0.505 | 0.0050681 | 0.5075 | 0.50775 | 0.5075 | 0.50775 | 0.5075 | 0.0069816 | 0.0069781 | 0.013633 | 0.010506 | 0.010506 | 0.010506 | 0.010506 | 0.010506 | 0.011326 | 0.065918 | 0.36991 | 0.00050681 | 0.40099 | 0.00050875 | 0.00060375 | 0.00051025 | 0.0005005 | 0.5005 | 0.54659 | 0.072908 | 0.00096312 | 0.51366 | 0.00051698 | 0.010598 | 0.00050688 | 0.00050688 | 0.0069695 | 0.47045 | 0 | 0.020137 | 0.00051025 | 0.00051025 | 0.39148 | 0.0050681 | 0.47823 | 0.6165 | 0.644 | 0.77169 | 0.56425 | 0.505 | 0.505 | 0.505 | 0.5075 | 0.50775 | 0.5075 | 0.50775 | 0.5075 | 0.0069816 | 0.0069781 | 0.665 | 0.5125 | 0.5125 | 0.5125 | 0.5125 | 0.010506 | 0.5525 | 0.03132 | 0.038604 | 0.00050681 | 0.0027875 | 0.0069317 | 0.0082261 | 0.00050681 | 0.5005 | 0.00050681 | 0.0074473 | 0.00050681 | 0.00099925 | 0.00051366 | 0.51698 | 0.021873 | 0.0070628 | 0.0070628 | 0.46928 | 0.46824 | 0 | 0.027315 | 0.51025 | 0.51025 | 0.019684 | 0.0099294 | 0.47823 | 0.0083998 | 0.0087745 | 0.010514 | 0.0076879 | 0.0050681 | 0.0050681 | 0.0050681 | 0.5075 | 0.50775 | 0.5075 | 0.50775 | 0.5075 | 0.015334 | 0.014841 | 0.0090606 | 0.44068 | 0.0069828 | 0.0069828 | 0.36486 | 0.024975 | 0.44721 | 0.03132 | 0.038604 | 0.013612 | 0.0027875 | 0.0069317 | 0.0082261 | 0.00050681 | 0.0022757 | 0.00050681 | 0.0074473 | 0.00050681 | 0.00099925 | 0.51366 | 0.034483 | 0.032897 | 0.032037 | 0.018784 | 0.026433 | 0.026433 | 0 | 0.027231 | 0.03139 | 0.031143 | 0.019684 | 0.0098657 | 0.013686 | 0.0083998 | 0.0087745 | 0.010514 | 0.0076879 | 0.0050681 | 0.0050681 | 0.0050681 | 0.0069147 | 0.0069181 | 0.0069147 | 0.0069181 | 0.0069147 | 0.015235 | 0.014748 | 0.0090606 | 0.067402 | 0.0069828 | 0.0069828 | 0.052723 | 0.024975 | 0.13614 | 0.02975 | 0.068236 | 0.013605 | 0.0054612 | 0.017375 | 0.20599 | 0.00099294 | 0.0039963 | 0.00099294 | 0.092507 | 0.00099294 | 0.000999 | 0.027284 | 0.041625 | 0.032334 | 0.013385 | 0.013385 | 0.013548 | 0.013548 | 0 | 0.02727 | 0.055862 | 0.055399 | 0.019514 | 0.0098657 | 0.020978 | 0.2313 | 0.2859 | 0.5394 | 0.12756 | 0.0099294 | 0.0099294 | 0.0099294 | 0.022841 | 0.023594 | 0.022841 | 0.023594 | 0.022841 | 0.015281 | 0.014791 | 0.32759 | 0.091818 | 0.024821 | 0.024821 | 0.066654 | 0.024963 | 0.14957 | 0.029771 | 0.067841 | 0.013605 | 0.0054261 | 0.017239 | 0.20339 | 0.00098657 | 0.0034716 | 0.00098657 | 0.091392 | 0.00098657 | 0.00099901 | 0.028779 | 0.034946 | 0.032341 | 0.056333 | 0.028504 | 0.040697 | 0.040697 | 0 | 0.027161 | 0.055539 | 0.055079 | 0.019516 | 0.0098657 | 0.020879 | 0.22838 | 0.28226 | 0.53247 | 0.12599 | 0.0098657 | 0.0098657 | 0.0098657 | 0.014789 | 0.015279 | 0.014789 | 0.015279 | 0.014789 | 0.015154 | 0.014671 | 0.32341 | 0.089371 | 0.024587 | 0.024587 | 0.064239 | 0.024963 | 0.14662 | 0.029771 | 0.067841 | 0.013605 | 0.0054261 | 0.017239 | 0.20339 | 0.00098657 | 0.0039804 | 0.00098657 | 0.091392 | 0.00098657 | 0.00099901 | 0.027271 | 0.041619 | 0.032341 | 0.013385 | 0.013385 | 0.013548 | 0.013548 | 0 | 0.02727 | 0.055539 | 0.055079 | 0.019516 | 0.0098657 | 0.020879 | 0.22838 | 0.28227 | 0.53247 | 0.12599 | 0.0098657 | 0.0098657 | 0.0098657 | 0.029189 | 0.029936 | 0.029189 | 0.029936 | 0.029189 | 0.015281 | 0.014791 | 0.32342 | 0.09153 | 0.024587 | 0.024587 | 0.066501 | 0.024963 | 0.14943 | 0.029771 | 0.067841 | 0.013605 | 0.0054261 | 0.017239 | 0.20339 | 0.00098657 | 0.0034716 | 0.00098657 | 0.091392 | 0.00098657 | 0.00099901 | 0.028776 | 0.034946 | 0.032341 | 0.056333 | 0.028504 | 0.040697 | 0.040697 | 0 | 0.027161 | 0.055539 | 0.055079 | 0.019516 | 0.0098657 | 0.020879 | 0.22838 | 0.28227 | 0.53247 | 0.12599 | 0.0098657 | 0.0098657 | 0.0098657 | 0.014789 | 0.015279 | 0.014789 | 0.015279 | 0.014789 | 0.015154 | 0.014671 | 0.32342 | 0.089371 | 0.024587 | 0.024587 | 0.064239 | 0.024963 | 0.14662 | 0.11988 | 0.11963 |  |  | 6 | 0.049532 |  |  | 6 | 0.048794 |  | 0.00073791
2: Array cable: Loss of connectivity | 0.02975 | 0.069491 | 0.013598 | 0.0054612 | 0.017375 | 0.20599 | 0.0015143 | 0.00098973 | 0.00099294 | 0.10045 | 0.00099294 | 0.000999 | 0.51366 | 0.0071085 | 0.032235 | 0.0069781 | 0.50688 | 0.0069781 | 0.0069781 | 0 | 0.023708 | 0.060141 | 0.059681 | 0.019514 | 0.0098657 | 0.020978 | 0.2313 | 0.2859 | 0.5394 | 0.12756 | 0.0099294 | 0.0099294 | 0.0099294 | 0.014894 | 0.0069816 | 0.014894 | 0.01539 | 0.0069781 | 0.01113 | 0.010883 | 0.32759 | 0.024493 | 0.024821 | 0.024821 | 0.024493 | 0.024963 | 0.10262 | 0.02975 | 0.054819 | 0.013612 | 0.0054612 | 0.017375 | 0.20599 | 0.00050688 | 0.0032457 | 0.00099294 | 0.0075156 | 0.00099294 | 0.000999 | 0.00051366 | 0.27928 | 0.032573 | 0.50687 | 0.50687 | 0.27782 | 0.042213 | 0 | 0.023708 | 0.045464 | 0.044996 | 0.019514 | 0.0098657 | 0.020978 | 0.2313 | 0.2859 | 0.5394 | 0.12756 | 0.0099294 | 0.0099294 | 0.0099294 | 0.015651 | 0.016164 | 0.015651 | 0.016164 | 0.015651 | 0.01113 | 0.010883 | 0.32759 |  | 0.024821 | 0.024821 |  | 0.024963 |  | 0.50975 | 0.010659 | 0.00050681 | 0.0027775 | 0.008925 | 0.012075 | 0.00051025 | 0.09951 | 0.000505 | 0.0095654 | 0.00054659 | 0.0005005 | 0.51366 | 0.51698 | 0.010598 | 0.0075156 | 0.0075156 | 0.0069695 | 0.50687 | 0 | 0.50687 | 0.011205 | 0.011205 | 1 | 0.0099294 | 0.47823 | 0.6165 | 0.644 | 0.77169 | 0.56425 | 0.0054659 | 0.0054659 | 0.000505 | 0.5075 | 0.50775 | 0.5075 | 0.50775 | 0.5075 | 0.0069816 | 0.0069781 | 0.665 | 0.5125 | 0.5125 | 0.5125 | 0.010506 | 0.5125 | 0.011326 | 0.034606 | 0.14052 | 0.00050681 | 0.0057603 | 0.00050875 | 0.00060375 | 0.00051025 | 0.0005005 | 0.0012976 | 0.54659 | 0.0010473 | 0.00099898 | 0.51366 | 0.00051698 | 0.033608 | 0.00050688 | 0.00050688 | 0.013652 | 0.25784 | 0 | 0.027362 | 0.00051025 | 0.00051025 | 0.062625 | 0.0099294 | 0.011535 | 0.23581 | 0.29135 | 0.54924 | 0.13027 | 0.010695 | 0.010695 | 0.010473 | 0.15851 | 0.16502 | 0.15851 | 0.16377 | 0.15851 | 0.015389 | 0.014893 | 0.34198 | 0.026393 | 0.027023 | 0.027023 | 0.026007 | 0.024736 | 0.10787 | 0.02975 | 0.069491 | 0.013598 | 0.0054612 | 0.017375 | 0.20599 | 0.0015143 | 0.00098973 | 0.00099294 | 0.10045 | 0.00099294 | 0.000999 | 0.00051366 | 0.0071085 | 0.032235 | 0.0069781 | 0.50687 | 0.0069781 | 0.0069781 | 0 | 0.023708 | 0.060141 | 0.059681 | 0.019514 | 0.0098657 | 0.020978 | 0.2313 | 0.2859 | 0.5394 | 0.12756 | 0.0099294 | 0.0099294 | 0.0099294 | 0.015651 | 0.50775 | 0.015651 | 0.016164 | 0.5075 | 0.01113 | 0.010883 | 0.32759 | 0.024493 | 0.024821 | 0.024821 | 0.024493 | 0.024963 | 0.10262 | 0.02975 | 0.068149 | 0.013605 | 0.0054612 | 0.017375 | 0.20599 | 0.00098973 | 0.0034859 | 0.00099294 | 0.091951 | 0.00099294 | 0.000999 | 0.026983 | 0.041736 | 0.032335 | 0.013609 | 0.013609 | 0.047381 | 0.040884 | 0 | 0.027268 | 0.055794 | 0.055331 | 0.019514 | 0.0098657 | 0.020978 | 0.2313 | 0.2859 | 0.5394 | 0.12756 | 0.0099294 | 0.0099294 | 0.0099294 | 0.014894 | 0.01539 | 0.014894 | 0.01539 | 0.014894 | 0.015279 | 0.014789 | 0.32759 | 0.091793 | 0.024821 | 0.024821 | 0.066659 | 0.024963 | 0.14958 | 0.029771 | 0.067841 | 0.013605 | 0.0054262 | 0.017239 | 0.2034 | 0.00098657 | 0.0039825 | 0.00098657 | 0.091393 | 0.00098657 | 0.00099901 | 0.027271 | 0.047526 | 0.032341 | 0.025636 | 0.013385 | 0.013574 | 0.013574 | 0 | 0.02727 | 0.055539 | 0.055079 | 0.019516 | 0.0098657 | 0.020879 | 0.22838 | 0.28227 | 0.53248 | 0.12599 | 0.0098657 | 0.0098657 | 0.0098657 | 0.029186 | 0.029932 | 0.029186 | 0.029932 | 0.029186 | 0.015281 | 0.014791 | 0.32342 | 0.093441 | 0.024587 | 0.024587 | 0.068503 | 0.024963 | 0.15191 | 0.029771 | 0.067841 | 0.013605 | 0.0054261 | 0.017239 | 0.20339 | 0.00098657 | 0.0039804 | 0.00098657 | 0.091392 | 0.00098657 | 0.00099901 | 0.048125 | 0.041698 | 0.032341 | 0.013548 | 0.048071 | 0.013548 | 0.013548 | 0 | 0.02702 | 0.055539 | 0.055079 | 0.019516 | 0.0098657 | 0.020879 | 0.22838 | 0.28227 | 0.53247 | 0.12599 | 0.0098657 | 0.0098657 | 0.0098657 | 0.014789 | 0.015279 | 0.014789 | 0.015279 | 0.014789 | 0.014989 | 0.014516 | 0.32342 | 0.091555 | 0.024587 | 0.024587 | 0.066527 | 0.024963 | 0.14946 | 0.039034 | 0.017866 | 0.013605 | 0.0054261 | 0.033257 | 0.25924 | 0.00098654 | 0.00099901 | 0.00098657 | 0.091392 | 0.0020439 | 0.00099848 | 0.027271 | 0.041232 | 0.032905 | 0.013565 | 0.013565 | 0.027221 | 0.013548 | 0 | 0.027268 | 0.031056 | 0.031056 | 0.019516 | 0.0098657 | 0.027584 | 0.22838 | 0.28227 | 0.53247 | 0.12599 | 0.025475 | 0.025475 | 0.0098657 | 0.035779 | 0.043019 | 0.035779 | 0.036522 | 0.035779 | 0.015279 | 0.014789 | 0.32342 | 0.069506 | 0.024587 | 0.024587 | 0.055028 | 0.041365 | 0.13901 | 0.029771 | 0.067841 | 0.013605 | 0.0054261 | 0.017239 | 0.20339 | 0.00098657 | 0.0034716 | 0.00098657 | 0.091392 | 0.00098657 | 0.00099901 | 0.027271 | 0.034946 | 0.032341 | 0.070417 | 0.035999 | 0.047258 | 0.047258 | 0 | 0.027107 | 0.055539 | 0.055079 | 0.019516 | 0.0098657 | 0.020879 | 0.22838 | 0.28227 | 0.53247 | 0.12599 | 0.0098657 | 0.0098657 | 0.0098657 | 0.014789 | 0.015279 | 0.014789 | 0.015279 | 0.014789 | 0.015091 | 0.014612 | 0.32342 | 0.089371 | 0.024587 | 0.024587 | 0.064239 | 0.024963 | 0.14662 | 0.090778 | 0.087034 |  |  | 7 | 0.082493 |  |  | 7 | 0.090127 |  | -0.0076342
2: Substation/grid interruption | 0.02975 | 0.069491 | 0.013598 | 0.0054612 | 0.017375 | 0.20599 | 0.0015143 | 0.00098973 | 0.00099294 | 0.10045 | 0.00099294 | 0.000999 | 0.51366 | 0.0071085 | 0.032235 | 0.0069781 | 0.50687 | 0.0069781 | 0.0069781 | 0 | 0.023708 | 0.060141 | 0.059681 | 0.019514 | 0.0098657 | 0.020978 | 0.2313 | 0.2859 | 0.5394 | 0.12756 | 0.0099294 | 0.0099294 | 0.0099294 | 0.014894 | 0.0069816 | 0.014894 | 0.01539 | 0.0069781 | 0.01113 | 0.010883 | 0.32759 | 0.024493 | 0.024821 | 0.024821 | 0.024493 | 0.024963 | 0.10262 | 0.02975 | 0.054819 | 0.013612 | 0.0054612 | 0.017375 | 0.20599 | 0.00050688 | 0.0032457 | 0.00099294 | 0.0075156 | 0.00099294 | 0.000999 | 0.00051366 |  | 0.010598 | 0.50687 | 0.50687 | 0.27782 | 0.042213 | 0 |  |  |  | 0.019514 | 0.0098657 | 0.020978 | 0.2313 | 0.2859 | 0.5394 | 0.12756 | 0.0099294 | 0.0099294 | 0.0099294 | 0.015651 | 0.016164 | 0.015651 | 0.016164 | 0.015651 | 0.01113 | 0.010883 | 0.32759 | 0.48141 | 0.024821 | 0.024821 | 0.4484 | 0.024963 | 0.5525 | 0.0050975 | 0.0099401 | 0.00050681 | 0.037463 | 0.0050875 | 0.0060375 | 0.00051025 | 0.09951 | 0.000505 | 0.0095654 | 0.00054659 | 0.0005005 | 0.51366 | 0.51698 | 0.010598 | 0.0075156 | 0.0075156 | 0.0069695 | 0.50687 | 0 | 0.50687 | 0.011205 | 0.011205 | 0.51 | 1 | 0.00505 | 0.012022 | 0.012558 | 0.015048 | 0.011003 | 0.47411 | 0.0054659 | 0.505 | 0.5075 | 0.50775 | 0.5075 | 0.50775 | 0.5075 | 0.0069816 | 0.0069781 | 0.665 | 0.5125 | 0.5125 | 0.5125 | 0.010506 | 0.5125 | 0.011326 | 0.034606 | 0.14135 | 0.00050681 | 0.0057603 | 0.00050875 | 0.00060375 | 0.00051025 | 0.0005005 | 0.0012976 | 0.54659 | 0.0010473 | 0.00099898 | 0.51366 | 0.00051698 | 0.033608 | 0.00050688 | 0.00050688 | 0.013652 | 0.25784 | 0 | 0.027362 | 0.00051025 | 0.00051025 | 0.062625 | 0.0099294 | 0.011535 | 0.23581 | 0.29135 | 0.54924 | 0.13027 | 0.010695 | 0.010695 | 0.010473 | 0.15851 | 0.16502 | 0.15851 | 0.16377 | 0.15851 | 0.015389 | 0.014893 | 0.34198 | 0.026393 | 0.027023 | 0.027023 | 0.026007 | 0.024736 | 0.10787 | 0.02975 | 0.069491 | 0.013598 | 0.0054612 | 0.017375 | 0.20599 | 0.0015143 | 0.00098973 | 0.00099294 | 0.10045 | 0.00099294 | 0.000999 | 0.00051366 | 0.033549 | 0.032004 | 0.0069781 | 0.020996 | 0.0069781 | 0.0069781 | 0 | 0.027215 | 0.07018 | 0.069725 | 0.019514 | 0.0098657 | 0.020978 | 0.2313 | 0.2859 | 0.5394 | 0.12756 | 0.0099294 | 0.0099294 | 0.0099294 | 0.015651 | 0.019347 | 0.015651 | 0.016164 | 0.018836 | 0.015217 | 0.014731 | 0.32759 | 0.024185 | 0.024821 | 0.024821 | 0.024185 | 0.024963 | 0.10038 | 0.02975 | 0.068149 | 0.013605 | 0.0054612 | 0.017375 | 0.20599 | 0.00098973 | 0.0034859 | 0.00099294 | 0.091951 | 0.00099294 | 0.000999 | 0.026983 | 0.041736 | 0.032335 | 0.013609 | 0.013609 | 0.047381 | 0.040884 | 0 | 0.027268 | 0.055794 | 0.055331 | 0.019514 | 0.0098657 | 0.020978 | 0.2313 | 0.2859 | 0.5394 | 0.12756 | 0.0099294 | 0.0099294 | 0.0099294 | 0.014894 | 0.01539 | 0.014894 | 0.01539 | 0.014894 | 0.015279 | 0.014789 | 0.32759 | 0.091793 | 0.024821 | 0.024821 | 0.066659 | 0.024963 | 0.14958 | 0.029771 | 0.067841 | 0.013605 | 0.0054262 | 0.017239 | 0.2034 | 0.00098657 | 0.0039815 | 0.00098657 | 0.091393 | 0.00098657 | 0.00099901 | 0.027271 | 0.048363 | 0.032341 | 0.027374 | 0.013385 | 0.013549 | 0.013549 | 0 | 0.02727 | 0.055539 | 0.055079 | 0.019516 | 0.0098657 | 0.020879 | 0.22838 | 0.28227 | 0.53248 | 0.12599 | 0.0098657 | 0.0098657 | 0.0098657 | 0.029186 | 0.029932 | 0.029186 | 0.029932 | 0.029186 | 0.015281 | 0.014791 | 0.32342 | 0.093711 | 0.024587 | 0.024587 | 0.068787 | 0.024963 | 0.15226 | 0.029771 | 0.067841 | 0.013605 | 0.0054261 | 0.017239 | 0.20339 | 0.00098657 | 0.0039804 | 0.00098657 | 0.091392 | 0.00098657 | 0.00099901 | 0.048113 | 0.041698 | 0.032341 | 0.013548 | 0.048059 | 0.013548 | 0.013548 | 0 | 0.02702 | 0.055539 | 0.055079 | 0.019516 | 0.0098657 | 0.020879 | 0.22838 | 0.28227 | 0.53247 | 0.12599 | 0.0098657 | 0.0098657 | 0.0098657 | 0.014789 | 0.015279 | 0.014789 | 0.015279 | 0.014789 | 0.014989 | 0.014516 | 0.32342 | 0.091555 | 0.024587 | 0.024587 | 0.066527 | 0.024963 | 0.14946 | 0.039034 | 0.017866 | 0.013605 | 0.0054261 | 0.033257 | 0.25924 | 0.00098654 | 0.00099901 | 0.00098657 | 0.091392 | 0.0020439 | 0.00099848 | 0.027271 | 0.041232 | 0.032905 | 0.013565 | 0.013565 | 0.027221 | 0.013548 | 0 | 0.027268 | 0.031056 | 0.031056 | 0.019516 | 0.0098657 | 0.027584 | 0.22838 | 0.28227 | 0.53247 | 0.12599 | 0.025475 | 0.025475 | 0.0098657 | 0.035779 | 0.043019 | 0.035779 | 0.036522 | 0.035779 | 0.015279 | 0.014789 | 0.32342 | 0.069506 | 0.024587 | 0.024587 | 0.055028 | 0.041365 | 0.13901 | 0.029771 | 0.067841 | 0.013605 | 0.0054261 | 0.017239 | 0.20339 | 0.00098657 | 0.0034716 | 0.00098657 | 0.091392 | 0.00098657 | 0.00099901 | 0.027271 | 0.034946 | 0.032341 | 0.070417 | 0.035999 | 0.047258 | 0.047258 | 0 | 0.027107 | 0.055539 | 0.055079 | 0.019516 | 0.0098657 | 0.020879 | 0.22838 | 0.28227 | 0.53247 | 0.12599 | 0.0098657 | 0.0098657 | 0.0098657 | 0.014789 | 0.015279 | 0.014789 | 0.015279 | 0.014789 | 0.015091 | 0.014612 | 0.32342 | 0.089371 | 0.024587 | 0.024587 | 0.064239 | 0.024963 | 0.14662 | 0.085901 | 0.011008 |  |  | 8 | 0.17469 |  |  | 8 | 0.18615 |  | -0.011459
2: Reduced AEP | 0 | 0 | 0 | 0 | 0 | 0 | 0 | 0 | 0 | 0 | 0 | 0 | 0 | 0 | 0 | 0 | 0 | 0 | 0 | 0 | 0 | 0 | 0 | 0 | 0 | 0 | 0 | 0 | 0 | 0 | 0 | 0 | 0 | 0 | 0 | 0 | 0 | 0 | 0 | 0 | 0 | 0 | 0 | 0 | 0 | 0 | 0 | 0 | 0 | 0 | 0 | 0 | 0 | 0 | 0 | 0 | 0 | 0 | 0 | 0 | 0 | 0 | 0 | 0 | 0 | 0 | 0 | 0 | 0 | 0 | 0 | 0 | 0 | 0 | 0 | 0 | 0 | 0 | 0 | 0 | 0 | 0 | 0 | 0 | 0 | 0 | 0 | 0 | 0 | 0 | 0 | 0 | 0 | 0 | 0 | 0 | 0 | 0 | 0 | 0 | 0 | 0 | 0 | 0 | 0 | 0 | 0 | 0 | 0 | 0 | 0 | 0 | 0 | 0 | 0 | 0 | 0 | 0 | 0 | 1 | 0 | 0 | 0 | 0 | 0 | 0 | 0 | 0 | 0 | 0 | 0 | 0 | 0 | 0 | 0 | 0 | 0 | 0 | 0 | 0 | 0 | 0 | 0 | 0 | 0 | 0 | 0 | 0 | 0 | 0 | 0 | 0 | 0 | 0 | 0 | 0 | 0 | 0 | 0 | 0 | 0 | 0 | 0 | 0 | 0 | 0 | 0 | 0 | 0 | 0 | 0 | 0 | 0 | 0 | 0 | 0 | 0 | 0 | 0 | 0 | 0 | 0 | 0 | 0 | 0 | 0 | 0 | 0 | 0 | 0 | 0 | 0 | 0 | 0 | 0 | 0 | 0 | 0 | 0 | 0 | 0 | 0 | 0 | 0 | 0 | 0 | 0 | 0 | 0 | 0 | 0 | 0 | 0 | 0 | 0 | 0 | 0 | 0 | 0 | 0 | 0 | 0 | 0 | 0 | 0 | 0 | 0 | 0 | 0 | 0 | 0 | 0 | 0 | 0 | 0 | 0 | 0 | 0 | 0 | 0 | 0 | 0 | 0 | 0 | 0 | 0 | 0 | 0 | 0 | 0 | 0 | 0 | 0 | 0 | 0 | 0 | 0 | 0 | 0 | 0 | 0 | 0 | 0 | 0 | 0 | 0 | 0 | 0 | 0 | 0 | 0 | 0 | 0 | 0 | 0 | 0 | 0 | 0 | 0 | 0 | 0 | 0 | 0 | 0 | 0 | 0 | 0 | 0 | 0 | 0 | 0 | 0 | 0 | 0 | 0 | 0 | 0 | 0 | 0 | 0 | 0 | 0 | 0 | 0 | 0 | 0 | 0 | 0 | 0 | 0 | 0 | 0 | 0 | 0 | 0 | 0 | 0 | 0 | 0 | 0 | 0 | 0 | 0 | 0 | 0 | 0 | 0 | 0 | 0 | 0 | 0 | 0 | 0 | 0 | 0 | 0 | 0 | 0 | 0 | 0 | 0 | 0 | 0 | 0 | 0 | 0 | 0 | 0 | 0 | 0 | 0 | 0 | 0 | 0 | 0 | 0 | 0 | 0 | 0 | 0 | 0 | 0 | 0 | 0 | 0 | 0 | 0 | 0 | 0 | 0 | 0 | 0 | 0 | 0 | 0 | 0 | 0 | 0 | 0 | 0 | 0 | 0 | 0 | 0 | 0 | 0 | 0 | 0 | 0 | 0 | 0 | 0 | 0 | 0 | 0 | 0 | 0 | 0 | 0 | 0 | 0 | 0 | 0 | 0 | 0 | 0 | 0 | 0 | 0 | 0 | 0 | 0 | 0 | 0 | 0 | 0 | 0 | 0 | 0 | 0 | 0 | 0 | 0 | 0 | 0 | 0 | 0 | 0 | 0 | 0 | 0 | 0 | 0 | 0 | 0 | 0 | 0 | 0 | 0 | 0 | 0 | 0 | 0 | 0 | 0 | 0 | 0 | 0 | 0 | 0 | 0 | 0 | 0 | 0 | 0 | 0 | 0 | 0 | 0 | 0 | 0 | 0 | 0 | 0 | 0 | 0 | 0 | 0 | 0 | 0 | 0.0021277 | 0.10112 |  |  | 9 | 0.21081 |  |  | 9 | 0.21081 |  | 0
2: RNA structural | 0.02975 |  | 0.013598 | 0.0054612 | 0.017375 | 0.20599 | 0.001539 | 0.00098973 | 0.00099294 | 0.101 | 0.00099294 | 0.000999 | 0.00051366 | 0.033549 | 0.010598 | 0.0069781 | 0.021021 | 0.0069781 | 0.0069781 | 0 | 0.027215 |  | 0.069491 | 0.019514 | 0.0098657 | 0.020978 | 0.2313 | 0.2859 | 0.5394 | 0.12756 | 0.0099294 | 0.0099294 | 0.0099294 | 0.015651 | 0.019651 | 0.015651 | 0.016164 | 0.019137 | 0.015217 | 0.01473 | 0.32759 | 0.024185 | 0.024821 | 0.024821 | 0.024185 | 0.024963 | 0.10038 | 0.025187 | 0.010659 | 0.00050681 | 0.14466 | 0.50875 | 0.60375 | 0.00050688 | 0.0005005 | 0.02655 | 0.0075156 | 0.00054659 | 0.00099923 | 0.0070628 | 0.51698 | 0.021873 | 0.0069695 | 0.0069695 | 0.0069695 | 0.47045 | 0 | 0.020137 | 0.51025 | 0.51025 |  | 0.0099294 | 0.22307 | 0.24129 | 0.2968 | 0.55457 | 0.13581 | 0.505 | 0.505 | 0.010746 | 0.5075 | 0.50775 | 0.5075 | 0.50775 | 0.5075 | 0.0069816 | 0.0069781 | 0.62755 | 0.44068 | 0.44131 | 0.44131 | 0.36486 | 0.27401 | 0.44721 | 0.0099401 | 0.012022 | 0.00050681 | 0.0033908 | 0.010789 | 0.12792 | 0.1411 | 0.19656 | 0.09951 | 0.0095654 | 0.00054659 | 0.0005005 | 0.51366 | 0.51698 | 0.010598 | 0.50687 | 0.50688 | 0.50687 | 0.50687 | 0 | 0.50687 | 0.51025 | 0.51025 | 0.01025 | 0.0099294 | 0.47823 | 1 | 0.644 | 0.77169 | 0.56425 | 0.505 | 0.0027775 | 0.0027775 | 0.0027912 | 0.0027926 | 0.0027912 | 0.0027926 | 0.0027912 | 0.0069816 | 0.0069781 | 0.0036575 | 0.5125 | 0.0028187 | 0.0028187 | 0.010506 | 0.5125 | 0.011326 | 0.025187 | 0.010659 | 0.00050681 | 0.14466 | 0.50875 | 0.60375 | 0.00050688 | 0.0005005 | 0.02655 | 0.0075156 | 0.00054659 | 0.00099923 | 0.0070628 | 0.51698 | 0.021873 | 0.0069695 | 0.0069695 | 0.0069695 | 0.47045 | 0 | 0.020137 | 0.51025 | 0.51025 |  | 0.0099294 | 0.22307 | 0.24129 | 0.2968 | 0.55457 | 0.13581 | 0.505 | 0.505 | 0.010746 | 0.5075 | 0.50775 | 0.5075 | 0.50775 | 0.5075 | 0.0069816 | 0.0069781 | 0.62755 | 0.44068 | 0.44131 | 0.44131 | 0.36486 | 0.27401 | 0.44721 | 0.02975 |  | 0.013598 | 0.0054612 | 0.017375 | 0.20599 | 0.001539 | 0.00098973 | 0.00099294 | 0.101 | 0.00099294 | 0.000999 | 0.00051366 | 0.033549 | 0.010598 | 0.0069781 | 0.021021 | 0.0069781 | 0.0069781 | 0 | 0.027215 |  | 0.069491 | 0.019514 | 0.0098657 | 0.020978 | 0.2313 | 0.2859 | 0.5394 | 0.12756 | 0.0099294 | 0.0099294 | 0.0099294 | 0.015651 | 0.019651 | 0.015651 | 0.016164 | 0.019137 | 0.015217 | 0.01473 | 0.32759 | 0.024185 | 0.024821 | 0.024821 | 0.024185 | 0.024963 | 0.10038 | 0.02975 | 0.068236 | 0.013605 | 0.0054612 | 0.017375 | 0.20599 | 0.00099294 | 0.0039982 | 0.00099294 | 0.092507 | 0.00099294 | 0.000999 | 0.026983 | 0.041729 | 0.032334 | 0.0136 | 0.013609 | 0.0136 | 0.0136 | 0 | 0.027268 | 0.055862 | 0.055399 | 0.019514 | 0.0098657 | 0.020978 | 0.2313 | 0.2859 | 0.5394 | 0.12756 | 0.0099294 | 0.0099294 | 0.0099294 | 0.014894 | 0.01539 | 0.014894 | 0.01539 | 0.014894 | 0.015279 | 0.014789 | 0.32759 | 0.091852 | 0.024821 | 0.024821 | 0.066689 | 0.024963 | 0.14961 | 0.039034 | 0.017866 | 0.013605 | 0.0054262 | 0.033253 | 0.25923 | 0.00098651 | 0.00099901 | 0.00098657 | 0.091388 | 0.0020436 | 0.00099848 | 0.027271 | 0.041232 | 0.032905 | 0.013565 | 0.013565 | 0.027194 | 0.013549 | 0 | 0.027268 | 0.031056 | 0.031056 | 0.019516 | 0.0098657 | 0.027582 | 0.22838 | 0.28227 | 0.53248 | 0.12599 | 0.025472 | 0.025472 | 0.0098657 | 0.035776 | 0.043015 | 0.035776 | 0.036519 | 0.035776 | 0.015279 | 0.014789 | 0.32342 | 0.069505 | 0.024587 | 0.024587 | 0.055027 | 0.041364 | 0.13901 | 0.029771 | 0.067841 | 0.013605 | 0.0054261 | 0.017239 | 0.20339 | 0.00098657 | 0.0039804 | 0.00098657 | 0.091392 | 0.00098657 | 0.00099901 | 0.027271 | 0.041698 | 0.032341 | 0.013548 | 0.049041 | 0.013548 | 0.013548 | 0 | 0.027013 | 0.055539 | 0.055079 | 0.019516 | 0.0098657 | 0.020879 | 0.22838 | 0.28227 | 0.53247 | 0.12599 | 0.0098657 | 0.0098657 | 0.0098657 | 0.014789 | 0.015279 | 0.014789 | 0.015279 | 0.014789 | 0.014981 | 0.014509 | 0.32342 | 0.091555 | 0.024587 | 0.024587 | 0.066527 | 0.024963 | 0.14946 | 0.029771 | 0.067841 | 0.013605 | 0.0054261 | 0.017239 | 0.20339 | 0.00098657 | 0.0039804 | 0.00098657 | 0.091392 | 0.00098657 | 0.00099901 | 0.027271 | 0.041698 | 0.032341 | 0.013548 | 0.013565 | 0.013548 | 0.013548 | 0 | 0.027268 | 0.055539 | 0.055079 | 0.019516 | 0.0098657 | 0.020879 | 0.22838 | 0.28227 | 0.53247 | 0.12599 | 0.0098657 | 0.0098657 | 0.0098657 | 0.014789 | 0.015279 | 0.014789 | 0.015279 | 0.014789 | 0.015279 | 0.014789 | 0.32342 | 0.091555 | 0.024587 | 0.024587 | 0.066527 | 0.024963 | 0.14946 | 0.029771 | 0.067841 | 0.013605 | 0.0054261 | 0.017239 | 0.20339 | 0.00098657 | 0.0034716 | 0.00098657 | 0.091392 | 0.00098657 | 0.00099901 | 0.027271 | 0.041706 | 0.032341 | 0.013565 | 0.013565 | 0.047247 | 0.040697 | 0 | 0.027268 | 0.055539 | 0.055079 | 0.019516 | 0.0098657 | 0.020879 | 0.22838 | 0.28227 | 0.53247 | 0.12599 | 0.0098657 | 0.0098657 | 0.0098657 | 0.014789 | 0.015279 | 0.014789 | 0.015279 | 0.014789 | 0.015279 | 0.014789 | 0.32342 | 0.091558 | 0.024587 | 0.024587 | 0.06653 | 0.024963 | 0.14946 | 0.11295 | 0.21475
2: generator & gearbox | 0.02975 | 0.069491 | 0.013598 | 0.0054612 | 0.017375 | 0.20599 | 0.0015143 | 0.00098973 | 0.00099294 | 0.10045 | 0.00099294 | 0.000999 | 0.51366 | 0.0071085 | 0.032235 | 0.0069781 | 0.50687 | 0.0069781 | 0.0069781 | 0 | 0.023708 | 0.060141 | 0.059681 | 0.019514 | 0.0098657 | 0.020978 | 0.2313 | 0.2859 | 0.5394 | 0.12756 | 0.0099294 | 0.0099294 | 0.0099294 | 0.014894 | 0.0069816 | 0.014894 | 0.01539 | 0.0069781 | 0.01113 | 0.010883 | 0.32759 | 0.024493 | 0.024821 | 0.024821 | 0.024493 | 0.024963 | 0.10262 | 0.02975 | 0.054819 | 0.013612 | 0.0054612 | 0.017375 | 0.20599 | 0.00050688 | 0.0032457 | 0.00099294 | 0.0075156 | 0.00099294 | 0.000999 | 0.00051366 | 0.27928 | 0.032573 | 0.50687 | 0.50687 | 0.27782 | 0.042213 | 0 | 0.023708 | 0.045464 | 0.044996 | 0.019514 | 0.0098657 | 0.020978 | 0.2313 | 0.2859 | 0.5394 | 0.12756 | 0.0099294 | 0.0099294 | 0.0099294 | 0.015651 | 0.016164 | 0.015651 | 0.016164 | 0.015651 | 0.01113 | 0.010883 | 0.32759 |  | 0.024821 | 0.024821 |  | 0.024963 |  | 0.50975 | 0.010659 | 0.00050681 | 0.0027775 | 0.01127 | 0.13363 | 0.00051025 | 0.09951 | 0.000505 | 0.0095654 | 0.00054659 | 0.0005005 | 0.51366 | 0.51698 | 0.010598 | 0.0075156 | 0.0075156 | 0.0069695 | 0.50687 | 0 | 0.50687 | 0.011205 | 0.011205 | 0.51 | 0.0099294 | 0.47823 | 0.6165 | 1 | 0.77169 | 0.56425 | 0.0054659 | 0.0054659 | 0.000505 | 0.5075 | 0.50775 | 0.5075 | 0.50775 | 0.5075 | 0.0069816 | 0.0069781 | 0.665 | 0.5125 | 0.5125 | 0.5125 | 0.010506 | 0.5125 | 0.011326 | 0.034606 | 0.14052 | 0.00050681 | 0.0057603 | 0.00050875 | 0.00060375 | 0.00051025 | 0.0005005 | 0.0012976 | 0.54659 | 0.0010473 | 0.00099898 | 0.51366 | 0.00051698 | 0.033608 | 0.00050688 | 0.00050688 | 0.013652 | 0.25784 | 0 | 0.027362 | 0.00051025 | 0.00051025 | 0.062625 | 0.0099294 | 0.011535 | 0.23581 | 0.29135 | 0.54924 | 0.13027 | 0.010695 | 0.010695 | 0.010473 | 0.15851 | 0.16502 | 0.15851 | 0.16377 | 0.15851 | 0.015389 | 0.014893 | 0.34198 | 0.026393 | 0.027023 | 0.027023 | 0.026007 | 0.024736 | 0.10787 | 0.02975 | 0.069491 | 0.013598 | 0.0054612 | 0.017375 | 0.20599 | 0.0015143 | 0.00098973 | 0.00099294 | 0.10045 | 0.00099294 | 0.000999 | 0.00051366 | 0.0071085 | 0.032235 | 0.0069781 | 0.50687 | 0.0069781 | 0.0069781 | 0 | 0.023708 | 0.060141 | 0.059681 | 0.019514 | 0.0098657 | 0.020978 | 0.2313 | 0.2859 | 0.5394 | 0.12756 | 0.0099294 | 0.0099294 | 0.0099294 | 0.015651 | 0.50775 | 0.015651 | 0.016164 | 0.5075 | 0.01113 | 0.010883 | 0.32759 | 0.024493 | 0.024821 | 0.024821 | 0.024493 | 0.024963 | 0.10262 | 0.02975 | 0.068149 | 0.013605 | 0.0054612 | 0.017375 | 0.20599 | 0.00098973 | 0.0034859 | 0.00099294 | 0.091951 | 0.00099294 | 0.000999 | 0.026983 | 0.041736 | 0.032335 | 0.013609 | 0.013609 | 0.047381 | 0.040884 | 0 | 0.027268 | 0.055794 | 0.055331 | 0.019514 | 0.0098657 | 0.020978 | 0.2313 | 0.2859 | 0.5394 | 0.12756 | 0.0099294 | 0.0099294 | 0.0099294 | 0.014894 | 0.01539 | 0.014894 | 0.01539 | 0.014894 | 0.015279 | 0.014789 | 0.32759 | 0.091793 | 0.024821 | 0.024821 | 0.066659 | 0.024963 | 0.14958 | 0.029771 | 0.067841 | 0.013605 | 0.0054262 | 0.017239 | 0.2034 | 0.00098657 | 0.0039825 | 0.00098657 | 0.091393 | 0.00098657 | 0.00099901 | 0.027271 | 0.047526 | 0.032341 | 0.025636 | 0.013385 | 0.013574 | 0.013574 | 0 | 0.02727 | 0.055539 | 0.055079 | 0.019516 | 0.0098657 | 0.020879 | 0.22838 | 0.28227 | 0.53248 | 0.12599 | 0.0098657 | 0.0098657 | 0.0098657 | 0.029186 | 0.029932 | 0.029186 | 0.029932 | 0.029186 | 0.015281 | 0.014791 | 0.32342 | 0.093441 | 0.024587 | 0.024587 | 0.068503 | 0.024963 | 0.15191 | 0.029771 | 0.067841 | 0.013605 | 0.0054261 | 0.017239 | 0.20339 | 0.00098657 | 0.0039804 | 0.00098657 | 0.091392 | 0.00098657 | 0.00099901 | 0.048125 | 0.041698 | 0.032341 | 0.013548 | 0.048071 | 0.013548 | 0.013548 | 0 | 0.02702 | 0.055539 | 0.055079 | 0.019516 | 0.0098657 | 0.020879 | 0.22838 | 0.28227 | 0.53247 | 0.12599 | 0.0098657 | 0.0098657 | 0.0098657 | 0.014789 | 0.015279 | 0.014789 | 0.015279 | 0.014789 | 0.014989 | 0.014516 | 0.32342 | 0.091555 | 0.024587 | 0.024587 | 0.066527 | 0.024963 | 0.14946 | 0.039034 | 0.017866 | 0.013605 | 0.0054261 | 0.033257 | 0.25924 | 0.00098654 | 0.00099901 | 0.00098657 | 0.091392 | 0.0020439 | 0.00099848 | 0.027271 | 0.041232 | 0.032905 | 0.013565 | 0.013565 | 0.027221 | 0.013548 | 0 | 0.027268 | 0.031056 | 0.031056 | 0.019516 | 0.0098657 | 0.027584 | 0.22838 | 0.28227 | 0.53247 | 0.12599 | 0.025475 | 0.025475 | 0.0098657 | 0.035779 | 0.043019 | 0.035779 | 0.036522 | 0.035779 | 0.015279 | 0.014789 | 0.32342 | 0.069506 | 0.024587 | 0.024587 | 0.055028 | 0.041365 | 0.13901 | 0.029771 | 0.067841 | 0.013605 | 0.0054261 | 0.017239 | 0.20339 | 0.00098657 | 0.0034716 | 0.00098657 | 0.091392 | 0.00098657 | 0.00099901 | 0.027271 | 0.034946 | 0.032341 | 0.070417 | 0.035999 | 0.047258 | 0.047258 | 0 | 0.027107 | 0.055539 | 0.055079 | 0.019516 | 0.0098657 | 0.020879 | 0.22838 | 0.28227 | 0.53247 | 0.12599 | 0.0098657 | 0.0098657 | 0.0098657 | 0.014789 | 0.015279 | 0.014789 | 0.015279 | 0.014789 | 0.015091 | 0.014612 | 0.32342 | 0.089371 | 0.024587 | 0.024587 | 0.064239 | 0.024963 | 0.14662 | 0.090756 | 0.25306
2: turbine controls | 0.02975 | 0.069491 | 0.013598 | 0.0054612 | 0.017375 | 0.20599 | 0.0015143 | 0.00098973 | 0.00099294 | 0.10045 | 0.00099294 | 0.000999 | 0.51366 | 0.0071085 | 0.032235 | 0.0069781 | 0.50687 | 0.0069781 | 0.0069781 | 0 | 0.023708 | 0.060141 | 0.059681 | 0.019514 | 0.0098657 | 0.020978 | 0.2313 | 0.2859 | 0.5394 | 0.12756 | 0.0099294 | 0.0099294 | 0.0099294 | 0.014894 | 0.0069816 | 0.014894 | 0.01539 | 0.0069781 | 0.01113 | 0.010883 | 0.32759 | 0.024493 | 0.024821 | 0.024821 | 0.024493 | 0.024963 | 0.10262 | 0.02975 | 0.054819 | 0.013612 | 0.0054612 | 0.017375 | 0.20599 | 0.00050688 | 0.0032457 | 0.00099294 | 0.0075156 | 0.00099294 | 0.000999 | 0.00051366 | 0.27928 | 0.032573 | 0.50687 | 0.50687 | 0.27782 | 0.042213 | 0 | 0.023708 | 0.045464 | 0.044996 | 0.019514 | 0.0098657 | 0.020978 | 0.2313 | 0.2859 | 0.5394 | 0.12756 | 0.0099294 | 0.0099294 | 0.0099294 | 0.015651 | 0.016164 | 0.015651 | 0.016164 | 0.015651 | 0.01113 | 0.010883 | 0.32759 |  | 0.024821 | 0.024821 |  | 0.024963 |  | 0.015048 | 0.015048 | 0.00050681 | 0.50275 | 0.013505 | 0.16013 | 0.00051025 | 0.000505 | 0.000505 | 0.0095654 | 0.00054659 | 0.0005005 | 0.51366 | 0.51698 | 0.010598 | 0.0075156 | 0.0075156 | 0.0069695 | 0.50687 | 0 | 0.50687 | 0.011205 | 0.011205 | 0.51 | 0.0099294 | 0.47823 | 0.6165 | 0.644 | 1 | 0.56425 | 0.0050975 | 0.0054659 | 0.505 | 0.5075 | 0.50775 | 0.5075 | 0.50775 | 0.5075 | 0.0069816 | 0.0069781 | 0.665 | 0.5125 | 0.5125 | 0.5125 | 0.010506 | 0.5125 | 0.011326 | 0.034606 | 0.14052 | 0.00050681 | 0.0057603 | 0.00050875 | 0.00060375 | 0.00051025 | 0.0005005 | 0.0012976 | 0.54659 | 0.0010473 | 0.00099898 | 0.51366 | 0.00051698 | 0.033608 | 0.00050688 | 0.00050688 | 0.013652 | 0.25784 | 0 | 0.027362 | 0.00051025 | 0.00051025 | 0.062625 | 0.0099294 | 0.011535 | 0.23581 | 0.29135 | 0.54924 | 0.13027 | 0.010695 | 0.010695 | 0.010473 | 0.15851 | 0.16502 | 0.15851 | 0.16377 | 0.15851 | 0.015389 | 0.014893 | 0.34198 | 0.026393 | 0.027023 | 0.027023 | 0.026007 | 0.024736 | 0.10787 | 0.02975 | 0.069491 | 0.013598 | 0.0054612 | 0.017375 | 0.20599 | 0.0015143 | 0.00098973 | 0.00099294 | 0.10045 | 0.00099294 | 0.000999 | 0.00051366 | 0.0071085 | 0.032235 | 0.0069781 | 0.50687 | 0.0069781 | 0.0069781 | 0 | 0.023708 | 0.060141 | 0.059681 | 0.019514 | 0.0098657 | 0.020978 | 0.2313 | 0.2859 | 0.5394 | 0.12756 | 0.0099294 | 0.0099294 | 0.0099294 | 0.015651 | 0.50775 | 0.015651 | 0.016164 | 0.5075 | 0.01113 | 0.010883 | 0.32759 | 0.024493 | 0.024821 | 0.024821 | 0.024493 | 0.024963 | 0.10262 | 0.02975 | 0.068149 | 0.013605 | 0.0054612 | 0.017375 | 0.20599 | 0.00098973 | 0.0034859 | 0.00099294 | 0.091951 | 0.00099294 | 0.000999 | 0.026983 | 0.041736 | 0.032335 | 0.013609 | 0.013609 | 0.047381 | 0.040884 | 0 | 0.027268 | 0.055794 | 0.055331 | 0.019514 | 0.0098657 | 0.020978 | 0.2313 | 0.2859 | 0.5394 | 0.12756 | 0.0099294 | 0.0099294 | 0.0099294 | 0.014894 | 0.01539 | 0.014894 | 0.01539 | 0.014894 | 0.015279 | 0.014789 | 0.32759 | 0.091793 | 0.024821 | 0.024821 | 0.066659 | 0.024963 | 0.14958 | 0.029771 | 0.067841 | 0.013605 | 0.0054262 | 0.017239 | 0.2034 | 0.00098657 | 0.0039825 | 0.00098657 | 0.091393 | 0.00098657 | 0.00099901 | 0.027271 | 0.047526 | 0.032341 | 0.025636 | 0.013385 | 0.013574 | 0.013574 | 0 | 0.02727 | 0.055539 | 0.055079 | 0.019516 | 0.0098657 | 0.020879 | 0.22838 | 0.28227 | 0.53248 | 0.12599 | 0.0098657 | 0.0098657 | 0.0098657 | 0.029186 | 0.029932 | 0.029186 | 0.029932 | 0.029186 | 0.015281 | 0.014791 | 0.32342 | 0.093441 | 0.024587 | 0.024587 | 0.068503 | 0.024963 | 0.15191 | 0.029771 | 0.067841 | 0.013605 | 0.0054261 | 0.017239 | 0.20339 | 0.00098657 | 0.0039804 | 0.00098657 | 0.091392 | 0.00098657 | 0.00099901 | 0.048125 | 0.041698 | 0.032341 | 0.013548 | 0.048071 | 0.013548 | 0.013548 | 0 | 0.02702 | 0.055539 | 0.055079 | 0.019516 | 0.0098657 | 0.020879 | 0.22838 | 0.28227 | 0.53247 | 0.12599 | 0.0098657 | 0.0098657 | 0.0098657 | 0.014789 | 0.015279 | 0.014789 | 0.015279 | 0.014789 | 0.014989 | 0.014516 | 0.32342 | 0.091555 | 0.024587 | 0.024587 | 0.066527 | 0.024963 | 0.14946 | 0.039034 | 0.017866 | 0.013605 | 0.0054261 | 0.033257 | 0.25924 | 0.00098654 | 0.00099901 | 0.00098657 | 0.091392 | 0.0020439 | 0.00099848 | 0.027271 | 0.041232 | 0.032905 | 0.013565 | 0.013565 | 0.027221 | 0.013548 | 0 | 0.027268 | 0.031056 | 0.031056 | 0.019516 | 0.0098657 | 0.027584 | 0.22838 | 0.28227 | 0.53247 | 0.12599 | 0.025475 | 0.025475 | 0.0098657 | 0.035779 | 0.043019 | 0.035779 | 0.036522 | 0.035779 | 0.015279 | 0.014789 | 0.32342 | 0.069506 | 0.024587 | 0.024587 | 0.055028 | 0.041365 | 0.13901 | 0.029771 | 0.067841 | 0.013605 | 0.0054261 | 0.017239 | 0.20339 | 0.00098657 | 0.0034716 | 0.00098657 | 0.091392 | 0.00098657 | 0.00099901 | 0.027271 | 0.034946 | 0.032341 | 0.070417 | 0.035999 | 0.047258 | 0.047258 | 0 | 0.027107 | 0.055539 | 0.055079 | 0.019516 | 0.0098657 | 0.020879 | 0.22838 | 0.28227 | 0.53247 | 0.12599 | 0.0098657 | 0.0098657 | 0.0098657 | 0.014789 | 0.015279 | 0.014789 | 0.015279 | 0.014789 | 0.015091 | 0.014612 | 0.32342 | 0.089371 | 0.024587 | 0.024587 | 0.064239 | 0.024963 | 0.14662 | 0.091432 | 0.43097
2: tower structural | 0.02975 |  | 0.013598 | 0.0054612 | 0.017375 | 0.20599 | 0.001539 | 0.00098973 | 0.00099294 | 0.101 | 0.00099294 | 0.000999 | 0.00051366 | 0.033549 | 0.010598 | 0.0069781 | 0.021021 | 0.0069781 | 0.0069781 | 0 | 0.027215 |  |  | 0.019514 | 0.0098657 | 0.020978 | 0.2313 | 0.2859 | 0.5394 | 0.12756 | 0.0099294 | 0.0099294 | 0.0099294 | 0.015651 | 0.019651 | 0.015651 | 0.016164 | 0.019137 | 0.015217 | 0.01473 | 0.32759 | 0.024185 | 0.024821 | 0.024821 | 0.024185 | 0.024963 | 0.10038 | 0.025187 | 0.010659 | 0.00050681 | 0.14466 | 0.50875 | 0.60375 | 0.00050688 | 0.0005005 | 0.02655 | 0.0075156 | 0.00054659 | 0.00099923 | 0.0070628 | 0.51698 | 0.021873 | 0.0069695 | 0.0069695 | 0.0069695 | 0.47045 | 0 | 0.020137 | 0.51025 | 0.51025 |  | 0.0099294 | 0.22307 | 0.24129 | 0.2968 | 0.55457 | 0.13581 | 0.505 | 0.505 | 0.010746 | 0.5075 | 0.50775 | 0.5075 | 0.50775 | 0.5075 | 0.0069816 | 0.0069781 | 0.62755 | 0.44068 | 0.44131 | 0.44131 | 0.36486 | 0.27401 | 0.44721 | 0.0099401 | 0.011003 | 0.00050681 | 0.0031034 | 0.0098744 | 0.60375 | 0.1411 | 0.19656 | 0.09951 | 0.0095654 | 0.00054659 | 0.0005005 | 0.51366 | 0.51698 | 0.010598 | 0.50687 | 0.50688 | 0.50687 | 0.50687 | 0 | 0.50687 | 0.51025 | 0.51025 | 0.01025 | 0.0099294 | 0.0050875 | 0.6165 | 0.644 | 0.77169 | 1 | 0.505 | 0.0027775 | 0.0027775 | 0.0027912 | 0.0027926 | 0.0027912 | 0.0027926 | 0.0027912 | 0.0069816 | 0.0069781 | 0.0036575 | 0.5125 | 0.0028188 | 0.0028188 | 0.010506 | 0.5125 | 0.011326 | 0.025187 | 0.010659 | 0.00050681 | 0.14466 | 0.50875 | 0.60375 | 0.00050688 | 0.0005005 | 0.02655 | 0.0075156 | 0.00054659 | 0.00099923 | 0.0070628 | 0.51698 | 0.021873 | 0.0069695 | 0.0069695 | 0.0069695 | 0.47045 | 0 | 0.020137 | 0.51025 | 0.51025 |  | 0.0099294 | 0.22307 | 0.24129 | 0.2968 | 0.55457 | 0.13581 | 0.505 | 0.505 | 0.010746 | 0.5075 | 0.50775 | 0.5075 | 0.50775 | 0.5075 | 0.0069816 | 0.0069781 | 0.62755 | 0.44068 | 0.44131 | 0.44131 | 0.36486 | 0.27401 | 0.44721 | 0.02975 |  | 0.013598 | 0.0054612 | 0.017375 | 0.20599 | 0.001539 | 0.00098973 | 0.00099294 | 0.101 | 0.00099294 | 0.000999 | 0.00051366 | 0.033549 | 0.010598 | 0.0069781 | 0.021021 | 0.0069781 | 0.0069781 | 0 | 0.027215 |  |  | 0.019514 | 0.0098657 | 0.020978 | 0.2313 | 0.2859 | 0.5394 | 0.12756 | 0.0099294 | 0.0099294 | 0.0099294 | 0.015651 | 0.019651 | 0.015651 | 0.016164 | 0.019137 | 0.015217 | 0.01473 | 0.32759 | 0.024185 | 0.024821 | 0.024821 | 0.024185 | 0.024963 | 0.10038 | 0.02975 | 0.068236 | 0.013605 | 0.0054612 | 0.017375 | 0.20599 | 0.00099294 | 0.0039982 | 0.00099294 | 0.092507 | 0.00099294 | 0.000999 | 0.026983 | 0.041729 | 0.032334 | 0.0136 | 0.013609 | 0.0136 | 0.0136 | 0 | 0.027268 | 0.055862 | 0.055399 | 0.019514 | 0.0098657 | 0.020978 | 0.2313 | 0.2859 | 0.5394 | 0.12756 | 0.0099294 | 0.0099294 | 0.0099294 | 0.014894 | 0.01539 | 0.014894 | 0.01539 | 0.014894 | 0.015279 | 0.014789 | 0.32759 |  | 0.024821 | 0.024821 | 0.066689 | 0.024963 | 0.14961 | 0.039034 | 0.017866 | 0.013605 | 0.0054262 | 0.033253 | 0.25923 | 0.00098651 | 0.00099901 | 0.00098657 | 0.091388 | 0.0020436 | 0.00099848 | 0.027271 | 0.041232 | 0.032905 | 0.013565 | 0.013565 | 0.027194 | 0.013549 | 0 | 0.027268 | 0.031056 | 0.031056 | 0.019516 | 0.0098657 | 0.027582 | 0.22838 | 0.28227 | 0.53248 | 0.12599 | 0.025472 | 0.025472 | 0.0098657 | 0.035776 | 0.043015 | 0.035776 | 0.036519 | 0.035776 | 0.015279 | 0.014789 | 0.32342 | 0.069505 | 0.024587 | 0.024587 | 0.055027 | 0.041364 | 0.13901 | 0.029771 | 0.067841 | 0.013605 | 0.0054261 | 0.017239 | 0.20339 | 0.00098657 | 0.0039804 | 0.00098657 | 0.091392 | 0.00098657 | 0.00099901 | 0.027271 | 0.041698 | 0.032341 | 0.013548 | 0.049041 | 0.013548 | 0.013548 | 0 |  | 0.055539 | 0.055079 | 0.019516 | 0.0098657 | 0.020879 | 0.22838 | 0.28227 | 0.53247 | 0.12599 | 0.0098657 | 0.0098657 | 0.0098657 | 0.014789 | 0.015279 | 0.014789 | 0.015279 | 0.014789 | 0.014981 | 0.014509 | 0.32342 | 0.091555 | 0.024587 | 0.024587 | 0.066527 | 0.024963 | 0.14946 | 0.029771 | 0.067841 | 0.013605 | 0.0054261 | 0.017239 | 0.20339 | 0.00098657 | 0.0039804 | 0.00098657 | 0.091392 | 0.00098657 | 0.00099901 | 0.027271 | 0.041698 | 0.032341 | 0.013548 | 0.013565 | 0.013548 | 0.013548 | 0 | 0.027268 | 0.055539 | 0.055079 | 0.019516 | 0.0098657 | 0.020879 | 0.22838 | 0.28227 | 0.53247 | 0.12599 | 0.0098657 | 0.0098657 | 0.0098657 | 0.014789 | 0.015279 | 0.014789 | 0.015279 | 0.014789 | 0.015279 | 0.014789 | 0.32342 | 0.091555 | 0.024587 | 0.024587 | 0.066527 | 0.024963 | 0.14946 | 0.029771 | 0.067841 | 0.013605 | 0.0054261 | 0.017239 | 0.20339 | 0.00098657 | 0.0034716 | 0.00098657 | 0.091392 | 0.00098657 | 0.00099901 | 0.027271 | 0.041706 | 0.032341 | 0.013565 | 0.013565 | 0.047247 | 0.040697 | 0 | 0.027268 | 0.055539 | 0.055079 | 0.019516 | 0.0098657 | 0.020879 | 0.22838 | 0.28227 | 0.53247 | 0.12599 | 0.0098657 | 0.0098657 | 0.0098657 | 0.014789 | 0.015279 | 0.014789 | 0.015279 | 0.014789 | 0.015279 | 0.014789 | 0.32342 |  | 0.024587 | 0.024587 | 0.06653 | 0.024963 | 0.14946 | 0.11354 | 0.14195
2: platform (structural integrity) | 0.02975 |  | 0.013592 | 0.0054612 | 0.017375 | 0.20599 | 0.0020195 | 0.00098651 | 0.00099294 | 0.10692 | 0.00099294 | 0.000999 | 0.00051366 | 0.033372 | 0.010598 | 0.0136 | 0.027479 | 0.0136 | 0.0136 | 0 | 0.027168 |  |  | 0.019514 | 0.0098658 | 0.020978 | 0.2313 | 0.2859 | 0.5394 | 0.12756 | 0.0099294 | 0.0099294 | 0.0099294 | 0.015651 | 0.022906 | 0.015651 | 0.016164 | 0.022394 | 0.015162 | 0.014679 | 0.32759 | 0.024187 | 0.024821 | 0.024821 | 0.024187 | 0.024963 | 0.1004 | 0.025187 | 0.010659 | 0.00050681 | 0.14466 | 0.50875 | 0.60375 | 0.00050688 | 0.0005005 | 0.02655 | 0.0075156 | 0.00054659 | 0.00099923 | 0.0070628 | 0.51698 | 0.021873 | 0.0069695 | 0.0069695 | 0.0069695 |  | 0 | 0.020137 | 0.51025 | 0.51025 | 0.50161 | 0.0099294 | 0.22307 | 0.24129 | 0.2968 | 0.55457 | 0.13581 | 0.505 | 0.505 | 0.010746 | 0.5075 | 0.50775 | 0.5075 | 0.50775 | 0.5075 | 0.0069816 | 0.0069781 |  | 0.44068 |  |  | 0.36486 | 0.27401 | 0.44721 | 0.50975 | 0.00050975 | 0.00050681 | 0.0027775 | 0.00050875 | 0.00060375 | 0.1411 | 0.000505 | 0.000505 | 0.00054659 | 0.0005005 | 0.0005005 | 0.00051366 | 0.00051698 | 0.010598 | 0.50687 | 0.50688 | 0.50687 | 0.50687 | 0 | 0.020137 | 0.51025 | 0.51025 | 0.01025 | 0.0099294 | 0.47823 | 0.0033908 | 0.003542 | 0.0042443 | 0.0031034 | 1 | 0.505 | 0.0027775 | 0.0027912 | 0.0027926 | 0.0027912 | 0.0027926 | 0.0027912 | 0.0069816 | 0.0069781 | 0.0036575 | 0.5125 | 0.0028188 | 0.0028188 | 0.5125 | 0.0005125 | 0.5525 | 0.025187 | 0.010659 | 0.00050681 | 0.14466 | 0.50875 | 0.60375 | 0.00050688 | 0.0005005 | 0.02655 | 0.0075156 | 0.00054659 | 0.00099923 | 0.0070628 | 0.51698 | 0.021873 | 0.0069695 | 0.0069695 | 0.0069695 |  | 0 | 0.020137 | 0.51025 | 0.51025 | 0.50161 | 0.0099294 | 0.22307 | 0.24129 | 0.2968 | 0.55457 | 0.13581 | 0.505 | 0.505 | 0.010746 | 0.5075 | 0.50775 | 0.5075 | 0.50775 | 0.5075 | 0.0069816 | 0.0069781 |  | 0.44068 |  |  | 0.36486 | 0.27401 | 0.44721 | 0.02975 |  | 0.013592 | 0.0054612 | 0.017375 | 0.20599 | 0.0020195 | 0.00098651 | 0.00099294 | 0.10692 | 0.00099294 | 0.000999 | 0.00051366 | 0.033372 | 0.010598 | 0.0136 | 0.027479 | 0.0136 | 0.0136 | 0 | 0.027168 |  |  | 0.019514 | 0.0098658 | 0.020978 | 0.2313 | 0.2859 | 0.5394 | 0.12756 | 0.0099294 | 0.0099294 | 0.0099294 | 0.015651 | 0.022906 | 0.015651 | 0.016164 | 0.022394 | 0.015162 | 0.014679 | 0.32759 | 0.024187 | 0.024821 | 0.024821 | 0.024187 | 0.024963 | 0.1004 | 0.02975 | 0.068236 | 0.013605 | 0.0054612 | 0.017375 | 0.20599 | 0.00099294 | 0.0039982 | 0.00099294 | 0.092507 | 0.00099294 | 0.000999 | 0.02685 | 0.041729 | 0.032334 | 0.0136 | 0.013565 | 0.0136 | 0.0136 | 0 | 0.027268 | 0.055862 | 0.055399 | 0.019514 | 0.0098657 | 0.020978 | 0.2313 | 0.2859 | 0.5394 | 0.12756 | 0.0099294 | 0.0099294 | 0.0099294 | 0.014894 | 0.01539 | 0.014894 | 0.01539 | 0.014894 | 0.015279 | 0.014789 | 0.32759 |  | 0.024821 | 0.024821 | 0.066689 | 0.024963 | 0.14961 | 0 | 0.017866 | 0.013605 | 0.0054262 | 0.03325 | 0.25923 | 0.00098651 | 0.00099901 | 0.00098658 | 0.091388 | 0.0020433 | 0.00099848 | 0.027271 | 0.041232 | 0.032905 | 0.013565 | 0.013565 | 0.027171 | 0.013549 | 0 | 0.027268 | 0.031056 | 0.031056 | 0.019516 | 0.0098657 |  | 0.22838 | 0.28227 | 0.53248 | 0.12599 | 0.025469 | 0.025469 | 0.0098658 | 0.035773 | 0.043012 | 0.035773 | 0.036515 | 0.035773 | 0.015279 | 0.014789 | 0.32342 | 0.069505 | 0.024587 | 0.024587 | 0.055027 | 0.041364 | 0.13901 | 0.029771 | 0.067841 | 0.013605 | 0.0054261 | 0.017239 | 0.20339 | 0.00098657 | 0.0039804 | 0.00098657 | 0.091392 | 0.00098657 | 0.00099901 | 0.027271 | 0.041698 | 0.032341 | 0.013548 | 0.049041 | 0.013548 | 0.013548 | 0 |  | 0.055539 | 0.055079 | 0.019516 | 0.0098657 | 0.020879 | 0.22838 | 0.28227 | 0.53247 | 0.12599 | 0.0098657 | 0.0098657 | 0.0098657 | 0.014789 | 0.015279 | 0.014789 | 0.015279 | 0.014789 | 0.014981 | 0.014509 | 0.32342 |  | 0.024587 | 0.024587 | 0.066527 | 0.024963 | 0.14946 | 0.029771 | 0.067841 | 0.013605 | 0.0054261 | 0.017239 | 0.20339 | 0.00098657 | 0.0039804 | 0.00098657 | 0.091392 | 0.00098657 | 0.00099901 | 0.027271 | 0.041698 | 0.032341 | 0.013548 | 0.013565 | 0.013548 | 0.013548 | 0 | 0.027268 | 0.055539 | 0.055079 | 0.019516 | 0.0098657 | 0.020879 | 0.22838 | 0.28227 | 0.53247 | 0.12599 | 0.0098657 | 0.0098657 | 0.0098657 | 0.014789 | 0.015279 | 0.014789 | 0.015279 | 0.014789 | 0.015279 | 0.014789 | 0.32342 |  | 0.024587 | 0.024587 | 0.066527 | 0.024963 | 0.14946 | 0.029771 | 0.067841 | 0.013605 | 0.0054261 | 0.017239 | 0.20339 | 0.00098657 | 0.0034716 | 0.00098657 | 0.091392 | 0.00098657 | 0.00099901 | 0.027271 | 0.041706 | 0.032341 | 0.013565 | 0.013565 | 0.047247 | 0.040697 | 0 | 0.027268 | 0.055539 | 0.055079 | 0.019516 | 0.0098657 | 0.020879 | 0.22838 | 0.28227 | 0.53247 | 0.12599 | 0.0098657 | 0.0098657 | 0.0098657 | 0.014789 | 0.015279 | 0.014789 | 0.015279 | 0.014789 | 0.015279 | 0.014789 | 0.32342 |  | 0.024587 | 0.024587 | 0.06653 | 0.024963 | 0.14946 | 0.10227 | 0.084061 |  |  | 0 | 1 | 2 | 3 | 4 | 5 | 6 | 7 | 8 | 9
2: platform (watertightness) | 0.02975 | 0.069491 | 0.013598 | 0.0054612 | 0.017375 | 0.20599 | 0.0015143 | 0.00098973 | 0.00099294 | 0.10045 | 0.00099294 | 0.000999 | 0.51366 | 0.0071085 | 0.032235 | 0.0069781 | 0.50688 | 0.0069781 | 0.0069781 | 0 | 0.023708 | 0.060141 | 0.059681 | 0.019514 | 0.0098657 | 0.020978 | 0.2313 | 0.2859 | 0.5394 | 0.12756 | 0.0099294 | 0.0099294 | 0.0099294 | 0.014894 | 0.0069816 | 0.014894 | 0.01539 | 0.0069781 | 0.01113 | 0.010883 | 0.32759 | 0.024493 | 0.024821 | 0.024821 | 0.024493 | 0.024963 | 0.10262 | 0.02975 | 0.054819 | 0.013612 | 0.0054612 | 0.017375 | 0.20599 | 0.00050688 | 0.0032457 | 0.00099294 | 0.0075156 | 0.00099294 | 0.000999 | 0.00051366 |  | 0.010598 | 0.50687 | 0.50687 | 0.27782 | 0.042213 | 0 |  |  |  | 0.019514 | 0.0098657 | 0.020978 | 0.2313 | 0.2859 | 0.5394 | 0.12756 | 0.0099294 | 0.0099294 | 0.0099294 | 0.015651 | 0.016164 | 0.015651 | 0.016164 | 0.015651 | 0.01113 | 0.010883 | 0.32759 | 0.48141 | 0.024821 | 0.024821 | 0.4484 | 0.024963 | 0.5525 | 0.50975 | 0.50975 | 0.00050681 | 0.0027775 | 0.50875 | 0.60375 | 0.00051025 | 0.000505 | 0.0005005 | 0.00054659 | 0.5005 | 0.0005005 | 0.51366 | 0.51698 | 0.010598 | 0.0075156 | 0.0075156 | 0.0069695 | 0.50687 | 0 | 0.50687 | 0.011205 | 0.011205 | 0.51 | 0.0099294 | 0.47823 | 0.6165 | 0.644 | 0.77169 | 0.56425 | 0.505 | 1 | 0.000505 | 0.5075 | 0.50775 | 0.5075 | 0.50775 | 0.5075 | 0.0069816 | 0.0069781 | 0.665 | 0.5125 | 0.5125 | 0.5125 | 0.010506 | 0.5125 | 0.011326 | 0.034606 |  | 0.00050681 | 0.0057603 | 0.00050875 | 0.00060375 | 0.00051025 | 0.0005005 | 0.0012976 | 0.54659 | 0.0010473 | 0.00099898 | 0.51366 | 0.00051698 | 0.033608 | 0.00050688 | 0.00050688 | 0.013652 |  | 0 | 0.027362 | 0.00051025 | 0.00051025 | 0.062625 | 0.0099294 | 0.011535 | 0.23581 | 0.29135 | 0.54924 | 0.13027 | 0.010695 | 0.010695 | 0.010473 | 0.15851 | 0.16502 | 0.15851 | 0.16377 | 0.15851 | 0.015389 | 0.014893 | 0.34198 | 0.026393 | 0.027023 | 0.027023 | 0.026007 | 0.024736 | 0.10787 | 0.02975 | 0.069491 | 0.013598 | 0.0054612 | 0.017375 | 0.20599 | 0.0015143 | 0.00098973 | 0.00099294 | 0.10045 | 0.00099294 | 0.000999 | 0.00051366 | 0.0071085 | 0.032235 | 0.0069781 | 0.50687 | 0.0069781 | 0.0069781 | 0 | 0.023708 | 0.060141 | 0.059681 | 0.019514 | 0.0098657 | 0.020978 | 0.2313 | 0.2859 | 0.5394 | 0.12756 | 0.0099294 | 0.0099294 | 0.0099294 | 0.015651 | 0.50775 | 0.015651 | 0.016164 | 0.5075 | 0.01113 | 0.010883 | 0.32759 | 0.024493 | 0.024821 | 0.024821 | 0.024493 | 0.024963 | 0.10262 | 0.02975 | 0.068149 | 0.013605 | 0.0054612 | 0.017375 | 0.20599 | 0.00098973 | 0.0034859 | 0.00099294 | 0.091951 | 0.00099294 | 0.000999 | 0.026983 | 0.041736 | 0.032335 | 0.013609 | 0.013609 | 0.047381 | 0.040884 | 0 | 0.027268 | 0.055794 | 0.055331 | 0.019514 | 0.0098657 | 0.020978 | 0.2313 | 0.2859 | 0.5394 | 0.12756 | 0.0099294 | 0.0099294 | 0.0099294 | 0.014894 | 0.01539 | 0.014894 | 0.01539 | 0.014894 | 0.015279 | 0.014789 | 0.32759 | 0.091793 | 0.024821 | 0.024821 | 0.066659 | 0.024963 | 0.14958 | 0.029771 | 0.067841 | 0.013605 | 0.0054262 | 0.017239 | 0.2034 | 0.00098657 | 0.0039825 | 0.00098657 | 0.091393 | 0.00098657 | 0.00099901 | 0.027271 | 0.047526 | 0.032341 | 0.025636 | 0.013385 | 0.013574 | 0.013574 | 0 | 0.02727 | 0.055539 | 0.055079 | 0.019516 | 0.0098657 | 0.020879 | 0.22838 | 0.28227 | 0.53248 | 0.12599 | 0.0098657 | 0.0098657 | 0.0098657 | 0.029186 | 0.029932 | 0.029186 | 0.029932 | 0.029186 | 0.015281 | 0.014791 | 0.32342 |  | 0.024587 | 0.024587 | 0.068503 | 0.024963 | 0.15191 | 0.029771 | 0.067841 | 0.013605 | 0.0054261 | 0.017239 | 0.20339 | 0.00098657 | 0.0039804 | 0.00098657 | 0.091392 | 0.00098657 | 0.00099901 | 0.048125 | 0.041698 | 0.032341 | 0.013548 | 0.048071 | 0.013548 | 0.013548 | 0 | 0.02702 | 0.055539 | 0.055079 | 0.019516 | 0.0098657 | 0.020879 | 0.22838 | 0.28227 | 0.53247 | 0.12599 | 0.0098657 | 0.0098657 | 0.0098657 | 0.014789 | 0.015279 | 0.014789 | 0.015279 | 0.014789 | 0.014989 | 0.014516 | 0.32342 | 0.091555 | 0.024587 | 0.024587 | 0.066527 | 0.024963 | 0.14946 | 0.039034 | 0.017866 | 0.013605 | 0.0054261 | 0.033257 | 0.25924 | 0.00098654 | 0.00099901 | 0.00098657 | 0.091392 | 0.0020439 | 0.00099848 | 0.027271 | 0.041232 | 0.032905 | 0.013565 | 0.013565 | 0.027221 | 0.013548 | 0 | 0.027268 | 0.031056 | 0.031056 | 0.019516 | 0.0098657 | 0.027584 | 0.22838 | 0.28227 | 0.53247 | 0.12599 | 0.025475 | 0.025475 | 0.0098657 | 0.035779 | 0.043019 | 0.035779 | 0.036522 | 0.035779 | 0.015279 | 0.014789 | 0.32342 | 0.069506 | 0.024587 | 0.024587 | 0.055028 | 0.041365 | 0.13901 | 0.029771 | 0.067841 | 0.013605 | 0.0054261 | 0.017239 | 0.20339 | 0.00098657 | 0.0034716 | 0.00098657 | 0.091392 | 0.00098657 | 0.00099901 | 0.027271 | 0.034946 | 0.032341 | 0.070417 | 0.035999 | 0.047258 | 0.047258 | 0 | 0.027107 | 0.055539 | 0.055079 | 0.019516 | 0.0098657 | 0.020879 | 0.22838 | 0.28227 | 0.53247 | 0.12599 | 0.0098657 | 0.0098657 | 0.0098657 | 0.014789 | 0.015279 | 0.014789 | 0.015279 | 0.014789 | 0.015091 | 0.014612 | 0.32342 | 0.089371 | 0.024587 | 0.024587 | 0.064239 | 0.024963 | 0.14662 | 0.099255 | 0.083055 | Receiving Turbine | Turbine 0 | 0.21081 | 0.15821 | 0.076764 | 0.055686 | 0.057518 | 0.056813 | 0.057213 | 0.057378 | 0.057302 | 0.05675
2: ballast system failure | 0.02975 | 0.069491 | 0.013598 | 0.0054612 | 0.017375 | 0.20599 | 0.0015143 | 0.00098973 | 0.00099294 | 0.10045 | 0.00099294 | 0.000999 | 0.51366 | 0.0071085 | 0.032235 | 0.0069781 | 0.50687 | 0.0069781 | 0.0069781 | 0 | 0.023708 | 0.060141 | 0.059681 | 0.019514 | 0.0098657 | 0.020978 | 0.2313 | 0.2859 | 0.5394 | 0.12756 | 0.0099294 | 0.0099294 | 0.0099294 | 0.014894 | 0.0069816 | 0.014894 | 0.01539 | 0.0069781 | 0.01113 | 0.010883 | 0.32759 | 0.024493 | 0.024821 | 0.024821 | 0.024493 | 0.024963 | 0.10262 | 0.03889 | 0.018532 | 0.013612 | 0.0054612 | 0.019602 | 0.22225 | 0.00050688 | 0.00099925 | 0.00099294 | 0.0075156 | 0.0011109 | 0.00099895 | 0.00051366 | 0.037821 | 0.033101 | 0.0069695 | 0.0069695 | 0.013609 |  | 0 | 0.027316 | 0.022548 | 0.022548 | 0.019514 | 0.0098657 | 0.022072 | 0.2313 | 0.2859 | 0.5394 | 0.12756 | 0.013781 | 0.013781 | 0.0099294 | 0.019133 | 0.023104 | 0.019133 | 0.019646 | 0.019133 | 0.015335 | 0.014842 | 0.32759 | 0.060511 | 0.024821 | 0.024821 | 0.049815 | 0.036783 | 0.1339 | 0.50975 | 0.00050975 | 0.00050681 | 0.0027775 | 0.00050875 | 0.00060375 | 0.00051025 | 0.000505 | 0.000505 | 0.00054659 | 0.0005005 | 0.0005005 | 0.00051366 | 0.00051698 | 0.010598 | 0.50687 | 0.50687 | 0.50688 | 0.50687 | 0 | 0.50687 | 0.51025 | 0.011205 | 0.51 | 0.0099294 | 0.47823 | 0.6165 | 0.644 | 0.77169 | 0.56425 | 0.000505 | 0.000505 | 1 | 0.0005075 | 0.00050775 | 0.0005075 | 0.00050775 | 0.0005075 | 0.0069816 | 0.0069781 | 0.000665 | 0.5125 | 0.0005125 | 0.0005125 | 0.5125 | 0.0005125 | 0.5525 | 0.043638 | 0.018532 | 0.00050681 | 0.0057603 | 0.00050875 | 0.00060375 | 0.00051025 | 0.0005005 | 0.0012976 | 0.0075156 | 0.0011325 | 0.00099893 | 0.51366 | 0.00051698 | 0.033608 | 0.00050688 | 0.00050688 | 0.013652 |  | 0 | 0.027362 | 0.00051025 | 0.00051025 | 0.062625 | 0.0099294 | 0.011535 | 0.23581 | 0.29135 | 0.54924 | 0.13027 | 0.011539 | 0.011539 | 0.010473 | 0.15851 | 0.16502 | 0.15851 | 0.16377 | 0.15851 | 0.015389 | 0.014893 | 0.34198 | 0.026393 | 0.027023 | 0.027023 | 0.026007 | 0.024736 | 0.10787 | 0.02975 | 0.069491 | 0.013598 | 0.0054612 | 0.017375 | 0.20599 | 0.0015143 | 0.00098973 | 0.00099294 | 0.10045 | 0.00099294 | 0.000999 | 0.00051366 | 0.0071085 | 0.032235 | 0.0069781 | 0.50687 | 0.0069781 | 0.0069781 | 0 | 0.023708 | 0.060141 | 0.059681 | 0.019514 | 0.0098657 | 0.020978 | 0.2313 | 0.2859 | 0.5394 | 0.12756 | 0.0099294 | 0.0099294 | 0.0099294 | 0.015651 | 0.50775 | 0.015651 | 0.016164 | 0.5075 | 0.01113 | 0.010883 | 0.32759 | 0.024493 | 0.024821 | 0.024821 | 0.024493 | 0.024963 | 0.10262 | 0.02975 | 0.068149 | 0.013605 | 0.0054612 | 0.017375 | 0.20599 | 0.00098973 | 0.0034859 | 0.00099294 | 0.091951 | 0.00099294 | 0.000999 | 0.026983 | 0.041736 | 0.032335 | 0.013609 | 0.013609 | 0.047381 | 0.040884 | 0 | 0.027268 | 0.055794 | 0.055331 | 0.019514 | 0.0098657 | 0.020978 | 0.2313 | 0.2859 | 0.5394 | 0.12756 | 0.0099294 | 0.0099294 | 0.0099294 | 0.014894 | 0.01539 | 0.014894 | 0.01539 | 0.014894 | 0.015279 | 0.014789 | 0.32759 | 0.091793 | 0.024821 | 0.024821 | 0.066659 | 0.024963 | 0.14958 | 0.029771 | 0.067841 | 0.013605 | 0.0054262 | 0.017239 | 0.2034 | 0.00098657 | 0.0039825 | 0.00098657 | 0.091393 | 0.00098657 | 0.00099901 | 0.027271 | 0.047526 | 0.032341 | 0.025636 | 0.013385 | 0.013574 | 0.013574 | 0 | 0.02727 | 0.055539 | 0.055079 | 0.019516 | 0.0098657 | 0.020879 | 0.22838 | 0.28227 | 0.53248 | 0.12599 | 0.0098657 | 0.0098657 | 0.0098657 | 0.029186 | 0.029932 | 0.029186 | 0.029932 | 0.029186 | 0.015281 | 0.014791 | 0.32342 |  | 0.024587 | 0.024587 | 0.068503 | 0.024963 | 0.15191 | 0.029771 | 0.067841 | 0.013605 | 0.0054261 | 0.017239 | 0.20339 | 0.00098657 | 0.0039804 | 0.00098657 | 0.091392 | 0.00098657 | 0.00099901 | 0.048125 | 0.041698 | 0.032341 | 0.013548 | 0.048071 | 0.013548 | 0.013548 | 0 |  | 0.055539 | 0.055079 | 0.019516 | 0.0098657 | 0.020879 | 0.22838 | 0.28227 | 0.53247 | 0.12599 | 0.0098657 | 0.0098657 | 0.0098657 | 0.014789 | 0.015279 | 0.014789 | 0.015279 | 0.014789 | 0.014989 | 0.014516 | 0.32342 | 0.091555 | 0.024587 | 0.024587 | 0.066527 | 0.024963 | 0.14946 | 0.039034 | 0.017866 | 0.013605 | 0.0054261 | 0.033257 | 0.25924 | 0.00098654 | 0.00099901 | 0.00098657 | 0.091392 | 0.0020439 | 0.00099848 | 0.027271 | 0.041232 | 0.032905 | 0.013565 | 0.013565 | 0.027221 | 0.013548 | 0 | 0.027268 | 0.031056 | 0.031056 | 0.019516 | 0.0098657 | 0.027584 | 0.22838 | 0.28227 | 0.53247 | 0.12599 | 0.025475 | 0.025475 | 0.0098657 | 0.035779 | 0.043019 | 0.035779 | 0.036522 | 0.035779 | 0.015279 | 0.014789 | 0.32342 | 0.069506 | 0.024587 | 0.024587 | 0.055028 | 0.041365 | 0.13901 | 0.029771 | 0.067841 | 0.013605 | 0.0054261 | 0.017239 | 0.20339 | 0.00098657 | 0.0034716 | 0.00098657 | 0.091392 | 0.00098657 | 0.00099901 | 0.027271 | 0.034946 | 0.032341 |  | 0.035999 | 0.047258 | 0.047258 | 0 | 0.027107 | 0.055539 | 0.055079 | 0.019516 | 0.0098657 | 0.020879 | 0.22838 | 0.28227 | 0.53247 | 0.12599 | 0.0098657 | 0.0098657 | 0.0098657 | 0.014789 | 0.015279 | 0.014789 | 0.015279 | 0.014789 | 0.015091 | 0.014612 | 0.32342 | 0.089371 | 0.024587 | 0.024587 | 0.064239 | 0.024963 | 0.14662 | 0.080915 | 0.042842 |  | Turbine 1 | 0.19283 | 0.10633 | 0.15054 | 0.076764 | 0.055686 | 0.057518 | 0.056813 | 0.057213 | 0.057378 | 0.058199
2: chain | 0.03132 | 0.038604 | 0.013612 | 0.0027875 | 0.0069317 | 0.0082261 | 0.00050681 | 0.0025396 | 0.00050681 | 0.0074473 | 0.00050681 | 0.00099925 | 0.00051366 | 0.27916 | 0.032897 | 0.50687 | 0.0070628 | 0.0069781 | 0.0069781 | 0 | 0.027315 | 0.03139 | 0.031143 | 0.019684 | 0.0098657 | 0.013686 | 0.0083998 | 0.0087745 | 0.010514 | 0.0076879 | 0.0050681 | 0.0050681 | 0.0050681 | 0.5075 | 0.50775 | 0.5075 | 0.50775 | 0.5075 | 0.015334 | 0.014841 | 0.0090606 | 0.15063 | 0.0069828 | 0.0069828 | 0.13776 | 0.024975 | 0.24165 | 0.025187 | 0.010659 | 0.00050681 | 0.45337 | 0.50875 | 0.60375 | 0.00050688 | 0.0005005 | 0.5005 | 0.0075156 | 0.00054659 | 0.00099923 | 0.0070628 | 0.51698 | 0.021873 | 0.0069695 | 0.0069695 | 0.0069695 | 0.47045 | 0 | 0.020137 | 0.51025 | 0.51025 | 0.39189 | 0.0050681 | 0.47823 | 0.6165 | 0.644 | 0.77169 | 0.56425 | 0.505 | 0.505 | 0.505 | 0.5075 | 0.50775 | 0.5075 | 0.50775 | 0.5075 | 0.0069816 | 0.0069781 | 0.665 | 0.44068 | 0.5125 | 0.5125 | 0.36486 | 0.27401 | 0.44721 | 0.50975 | 0.010659 | 0.00050681 | 0.50275 | 0.50875 | 0.60375 | 0.072241 | 0.00050688 | 0.0005005 | 0.54659 | 0.00054659 | 0.0005005 | 0.51366 | 0.0071085 | 0.010598 | 0.0069781 | 0.50688 | 0.0069781 | 0.0069781 | 0 | 0.50687 | 0.51025 | 0.51025 | 0.51 | 0.0050681 | 0.47823 | 0.6165 | 0.644 | 0.77169 | 0.56425 | 0.505 | 0.505 | 0.505 | 1 | 0.0069816 | 0.5075 | 0.50775 | 0.0069781 | 0.0069816 | 0.0069781 | 0.022589 | 0.012925 | 0.012925 | 0.012925 | 0.012925 | 0.5125 | 0.018767 | 0.025187 | 0.010659 | 0.00050681 | 0.3564 | 0.50875 | 0.60375 | 0.00050688 | 0.0005005 | 0.068953 | 0.0075156 | 0.00054659 | 0.00099923 | 0.0070628 | 0.51698 | 0.021873 | 0.0069695 | 0.0069695 | 0.0069695 | 0.47045 | 0 | 0.020137 | 0.51025 | 0.51025 | 0.39189 | 0.0099294 | 0.22307 | 0.6165 | 0.644 | 0.77169 | 0.56425 | 0.505 | 0.505 | 0.37481 | 0.5075 | 0.50775 | 0.5075 | 0.50775 | 0.5075 | 0.0069816 | 0.0069781 | 0.665 | 0.44068 | 0.5125 | 0.5125 | 0.36486 | 0.27401 | 0.44721 | 0.03132 | 0.038604 | 0.013612 | 0.0027875 | 0.0069317 | 0.0082261 | 0.00050681 | 0.0025396 | 0.00050681 | 0.0074473 | 0.00050681 | 0.00099925 | 0.00051366 | 0.26214 | 0.032897 | 0.47157 | 0.013559 | 0.0069781 | 0.0069781 | 0 | 0.027268 | 0.03139 | 0.031143 | 0.019684 | 0.0098657 | 0.013686 | 0.0083998 | 0.0087745 | 0.010514 | 0.0076879 | 0.0050681 | 0.0050681 | 0.0050681 | 0.5075 | 0.50775 | 0.5075 | 0.50775 | 0.5075 | 0.015279 | 0.01479 | 0.0090606 | 0.14484 | 0.0069828 | 0.0069828 | 0.13185 | 0.024975 | 0.23431 | 0.02975 | 0.068236 | 0.013605 | 0.0054612 | 0.017375 | 0.20599 | 0.00099294 | 0.0039982 | 0.00099294 | 0.092507 | 0.00099294 | 0.000999 | 0.045067 | 0.041729 | 0.032334 | 0.0136 | 0.045178 | 0.0136 | 0.0136 | 0 | 0.027041 | 0.055862 | 0.055399 | 0.019514 | 0.0098657 | 0.020978 | 0.2313 | 0.2859 | 0.5394 | 0.12756 | 0.0099294 | 0.0099294 | 0.0099294 | 0.014894 | 0.01539 | 0.014894 | 0.01539 | 0.014894 | 0.015013 | 0.014539 | 0.32759 | 0.091852 | 0.024821 | 0.024821 | 0.066689 | 0.024963 | 0.14961 | 0.039034 | 0.017866 | 0.013605 | 0.0054261 | 0.033259 | 0.25924 | 0.00098651 | 0.00099901 | 0.00098657 | 0.091388 | 0.0020441 | 0.00099848 | 0.027271 | 0.041232 | 0.032905 | 0.013565 | 0.013565 | 0.02722 | 0.013548 | 0 | 0.027268 | 0.031056 | 0.031056 | 0.019516 | 0.0098657 | 0.027585 | 0.22838 | 0.28226 | 0.53247 | 0.12599 | 0.025477 | 0.025477 | 0.0098657 | 0.035782 | 0.043021 | 0.035782 | 0.036525 | 0.035782 | 0.015279 | 0.014789 | 0.32341 | 0.069505 | 0.024587 | 0.024587 | 0.055027 | 0.041365 | 0.13901 | 0.029771 | 0.067841 | 0.013605 | 0.0054261 | 0.017239 | 0.20339 | 0.00098657 | 0.0034716 | 0.00098657 | 0.091392 | 0.00098657 | 0.00099901 | 0.027271 | 0.034946 | 0.032341 | 0.070427 | 0.035999 | 0.047268 | 0.047268 | 0 | 0.027107 | 0.055539 | 0.055079 | 0.019516 | 0.0098657 | 0.020879 | 0.22838 | 0.28227 | 0.53247 | 0.12599 | 0.0098657 | 0.0098657 | 0.0098657 | 0.014789 | 0.015279 | 0.014789 | 0.015279 | 0.014789 | 0.015091 | 0.014612 | 0.32342 | 0.089371 | 0.024587 | 0.024587 | 0.064239 | 0.024963 | 0.14662 | 0.029771 | 0.067841 | 0.013605 | 0.0054261 | 0.017239 | 0.20339 | 0.00098657 | 0.0039804 | 0.00098657 | 0.091392 | 0.00098657 | 0.00099901 | 0.027271 | 0.041698 | 0.032341 | 0.013548 | 0.070772 | 0.013548 | 0.013548 | 0 | 0.026856 | 0.055539 | 0.055079 | 0.019516 | 0.0098657 | 0.020879 | 0.22838 | 0.28227 | 0.53247 | 0.12599 | 0.0098657 | 0.0098657 | 0.0098657 | 0.014789 | 0.015279 | 0.014789 | 0.015279 | 0.014789 | 0.014798 | 0.014336 | 0.32342 | 0.091555 | 0.024587 | 0.024587 | 0.066527 | 0.024963 | 0.14946 | 0.029771 | 0.067841 | 0.013605 | 0.0054261 | 0.017239 | 0.20339 | 0.00098657 | 0.0034716 | 0.00098657 | 0.091392 | 0.00098657 | 0.00099901 | 0.027271 | 0.041706 | 0.032341 | 0.013565 | 0.013565 | 0.047247 | 0.040697 | 0 | 0.027268 | 0.055539 | 0.055079 | 0.019516 | 0.0098657 | 0.020879 | 0.22838 | 0.28227 | 0.53247 | 0.12599 | 0.0098657 | 0.0098657 | 0.0098657 | 0.014789 | 0.015279 | 0.014789 | 0.015279 | 0.014789 | 0.015279 | 0.014789 | 0.32342 | 0.091558 | 0.024587 | 0.024587 | 0.06653 | 0.024963 | 0.14946 | 0.13823 | 0.13459 |  | Turbine 2 | 0.106 | 0.18432 | 0.20854 | 0.15054 | 0.076764 | 0.055686 | 0.057518 | 0.11326 | 0.057213 | 0.057517
2: synthetic rope | 0.03132 | 0.038604 | 0.013612 | 0.0027875 | 0.0069317 | 0.0082261 | 0.00050681 | 0.0025396 | 0.00050681 | 0.0074473 | 0.00050681 | 0.00099925 | 0.00051366 | 0.27916 | 0.032897 | 0.50687 | 0.0070628 | 0.0069781 | 0.0069781 | 0 | 0.027315 | 0.03139 | 0.031143 | 0.019684 | 0.0098657 | 0.013686 | 0.0083998 | 0.0087745 | 0.010514 | 0.0076879 | 0.0050681 | 0.0050681 | 0.0050681 | 0.5075 | 0.50775 | 0.5075 | 0.50775 | 0.5075 | 0.015334 | 0.014841 | 0.0090606 | 0.15063 | 0.0069828 | 0.0069828 | 0.13776 | 0.024975 | 0.24165 | 0.025187 | 0.010659 | 0.00050681 | 0.45337 | 0.50875 | 0.60375 | 0.00050688 | 0.0005005 | 0.5005 | 0.0075156 | 0.00054659 | 0.00099923 | 0.0070628 | 0.51698 | 0.021873 | 0.0069695 | 0.0069695 | 0.0069695 | 0.47045 | 0 | 0.020137 | 0.51025 | 0.51025 | 0.39189 | 0.0050681 | 0.47823 | 0.6165 | 0.644 | 0.77169 | 0.56425 | 0.505 | 0.505 | 0.505 | 0.5075 | 0.50775 | 0.5075 | 0.50775 | 0.5075 | 0.0069816 | 0.0069781 | 0.665 | 0.44068 | 0.5125 | 0.5125 | 0.36486 | 0.27401 | 0.44721 | 0.50975 | 0.010659 | 0.00050681 | 0.50275 | 0.50875 | 0.60375 | 0.072241 | 0.00050688 | 0.0005005 | 0.54659 | 0.00054659 | 0.0005005 | 0.51366 | 0.0071085 | 0.010598 | 0.0069816 | 0.50688 | 0.0069816 | 0.0069816 | 0 | 0.50687 | 0.51025 | 0.51025 | 0.51 | 0.0050681 | 0.47823 | 0.6165 | 0.644 | 0.77169 | 0.56425 | 0.505 | 0.505 | 0.505 | 0.5075 | 1 | 0.5075 | 0.50775 | 0.0069781 | 0.0069816 | 0.0069781 | 0.022589 | 0.012925 | 0.012925 | 0.012925 | 0.012925 | 0.5125 | 0.018767 | 0.025187 | 0.010659 | 0.00050681 | 0.3564 | 0.50875 | 0.60375 | 0.00050688 | 0.0005005 | 0.068953 | 0.0075156 | 0.00054659 | 0.00099923 | 0.0070628 | 0.51698 | 0.021873 | 0.0069695 | 0.0069695 | 0.0069695 | 0.47045 | 0 | 0.020137 | 0.51025 | 0.51025 | 0.39189 | 0.0099294 | 0.22307 | 0.6165 | 0.644 | 0.77169 | 0.56425 | 0.505 | 0.505 | 0.37481 | 0.5075 | 0.50775 | 0.5075 | 0.50775 | 0.5075 | 0.0069816 | 0.0069781 | 0.665 | 0.44068 | 0.5125 | 0.5125 | 0.36486 | 0.27401 | 0.44721 | 0.03132 | 0.038604 | 0.013612 | 0.0027875 | 0.0069317 | 0.0082261 | 0.00050681 | 0.0025396 | 0.00050681 | 0.0074473 | 0.00050681 | 0.00099925 | 0.00051366 | 0.26214 | 0.032897 | 0.47157 | 0.013559 | 0.0069781 | 0.0069781 | 0 | 0.027268 | 0.03139 | 0.031143 | 0.019684 | 0.0098657 | 0.013686 | 0.0083998 | 0.0087745 | 0.010514 | 0.0076879 | 0.0050681 | 0.0050681 | 0.0050681 | 0.5075 | 0.50775 | 0.5075 | 0.50775 | 0.5075 | 0.015279 | 0.01479 | 0.0090606 | 0.14484 | 0.0069828 | 0.0069828 | 0.13185 | 0.024975 | 0.23431 | 0.02975 | 0.068236 | 0.013605 | 0.0054612 | 0.017375 | 0.20599 | 0.00099294 | 0.0039982 | 0.00099294 | 0.092507 | 0.00099294 | 0.000999 | 0.045067 | 0.041729 | 0.032334 | 0.0136 | 0.045178 | 0.0136 | 0.0136 | 0 | 0.027041 | 0.055862 | 0.055399 | 0.019514 | 0.0098657 | 0.020978 | 0.2313 | 0.2859 | 0.5394 | 0.12756 | 0.0099294 | 0.0099294 | 0.0099294 | 0.014894 | 0.01539 | 0.014894 | 0.01539 | 0.014894 | 0.015013 | 0.014539 | 0.32759 | 0.091852 | 0.024821 | 0.024821 | 0.066689 | 0.024963 | 0.14961 | 0.039034 | 0.017866 | 0.013605 | 0.0054261 | 0.033259 | 0.25924 | 0.00098651 | 0.00099901 | 0.00098657 | 0.091388 | 0.0020441 | 0.00099848 | 0.027271 | 0.041232 | 0.032905 | 0.013565 | 0.013565 | 0.02722 | 0.013548 | 0 | 0.027268 | 0.031056 | 0.031056 | 0.019516 | 0.0098657 | 0.027585 | 0.22838 | 0.28226 | 0.53247 | 0.12599 | 0.025477 | 0.025477 | 0.0098657 | 0.035782 | 0.043021 | 0.035782 | 0.036525 | 0.035782 | 0.015279 | 0.014789 | 0.32341 | 0.069505 | 0.024587 | 0.024587 | 0.055027 | 0.041365 | 0.13901 | 0.029771 | 0.067841 | 0.013605 | 0.0054261 | 0.017239 | 0.20339 | 0.00098657 | 0.0034716 | 0.00098657 | 0.091392 | 0.00098657 | 0.00099901 | 0.027271 | 0.034946 | 0.032341 | 0.070427 | 0.035999 | 0.047268 | 0.047268 | 0 | 0.027107 | 0.055539 | 0.055079 | 0.019516 | 0.0098657 | 0.020879 | 0.22838 | 0.28227 | 0.53247 | 0.12599 | 0.0098657 | 0.0098657 | 0.0098657 | 0.014789 | 0.015279 | 0.014789 | 0.015279 | 0.014789 | 0.015091 | 0.014612 | 0.32342 | 0.089371 | 0.024587 | 0.024587 | 0.064239 | 0.024963 | 0.14662 | 0.029771 | 0.067841 | 0.013605 | 0.0054261 | 0.017239 | 0.20339 | 0.00098657 | 0.0039804 | 0.00098657 | 0.091392 | 0.00098657 | 0.00099901 | 0.027271 | 0.041698 | 0.032341 | 0.013548 | 0.070772 | 0.013548 | 0.013548 | 0 | 0.026856 | 0.055539 | 0.055079 | 0.019516 | 0.0098657 | 0.020879 | 0.22838 | 0.28227 | 0.53247 | 0.12599 | 0.0098657 | 0.0098657 | 0.0098657 | 0.014789 | 0.015279 | 0.014789 | 0.015279 | 0.014789 | 0.014798 | 0.014336 | 0.32342 | 0.091555 | 0.024587 | 0.024587 | 0.066527 | 0.024963 | 0.14946 | 0.029771 | 0.067841 | 0.013605 | 0.0054261 | 0.017239 | 0.20339 | 0.00098657 | 0.0034716 | 0.00098657 | 0.091392 | 0.00098657 | 0.00099901 | 0.027271 | 0.041706 | 0.032341 | 0.013565 | 0.013565 | 0.047247 | 0.040697 | 0 | 0.027268 | 0.055539 | 0.055079 | 0.019516 | 0.0098657 | 0.020879 | 0.22838 | 0.28227 | 0.53247 | 0.12599 | 0.0098657 | 0.0098657 | 0.0098657 | 0.014789 | 0.015279 | 0.014789 | 0.015279 | 0.014789 | 0.015279 | 0.014789 | 0.32342 | 0.091558 | 0.024587 | 0.024587 | 0.06653 | 0.024963 | 0.14946 | 0.1393 | 0.13264 |  | Turbine 3 | 0.049532 | 0.098878 | 0.1816 | 0.20854 | 0.15054 | 0.076764 | 0.055686 | 0.057518 | 0.056813 | 0.057136
2: wire rope | 0.03132 | 0.038604 | 0.013612 | 0.0027875 | 0.0069317 | 0.0082261 | 0.00050681 | 0.0025396 | 0.00050681 | 0.0074473 | 0.00050681 | 0.00099925 | 0.00051366 | 0.27916 | 0.032897 | 0.50687 | 0.0070628 | 0.0069781 | 0.0069781 | 0 | 0.027315 | 0.03139 | 0.031143 | 0.019684 | 0.0098657 | 0.013686 | 0.0083998 | 0.0087745 | 0.010514 | 0.0076879 | 0.0050681 | 0.0050681 | 0.0050681 | 0.5075 | 0.50775 | 0.5075 | 0.50775 | 0.5075 | 0.015334 | 0.014841 | 0.0090606 | 0.15063 | 0.0069828 | 0.0069828 | 0.13776 | 0.024975 | 0.24165 | 0.025187 | 0.010659 | 0.00050681 | 0.45337 | 0.50875 | 0.60375 | 0.00050688 | 0.0005005 | 0.5005 | 0.0075156 | 0.00054659 | 0.00099923 | 0.0070628 | 0.51698 | 0.021873 | 0.0069695 | 0.0069695 | 0.0069695 | 0.47045 | 0 | 0.020137 | 0.51025 | 0.51025 | 0.39189 | 0.0050681 | 0.47823 | 0.6165 | 0.644 | 0.77169 | 0.56425 | 0.505 | 0.505 | 0.505 | 0.5075 | 0.50775 | 0.5075 | 0.50775 | 0.5075 | 0.0069816 | 0.0069781 | 0.665 | 0.44068 | 0.5125 | 0.5125 | 0.36486 | 0.27401 | 0.44721 | 0.50975 | 0.010659 | 0.00050681 | 0.50275 | 0.50875 | 0.60375 | 0.072241 | 0.00050688 | 0.0005005 | 0.54659 | 0.00054659 | 0.0005005 | 0.51366 | 0.0071085 | 0.010598 | 0.0069781 | 0.50688 | 0.0069781 | 0.0069781 | 0 | 0.50687 | 0.51025 | 0.51025 | 0.51 | 0.0050681 | 0.47823 | 0.6165 | 0.644 | 0.77169 | 0.56425 | 0.505 | 0.505 | 0.505 | 0.5075 | 0.0069816 | 1 | 0.50775 | 0.0069781 | 0.0069816 | 0.0069781 | 0.022589 | 0.012925 | 0.012925 | 0.012925 | 0.012925 | 0.5125 | 0.018767 | 0.025187 | 0.010659 | 0.00050681 | 0.3564 | 0.50875 | 0.60375 | 0.00050688 | 0.0005005 | 0.068953 | 0.0075156 | 0.00054659 | 0.00099923 | 0.0070628 | 0.51698 | 0.021873 | 0.0069695 | 0.0069695 | 0.0069695 | 0.47045 | 0 | 0.020137 | 0.51025 | 0.51025 | 0.39189 | 0.0099294 | 0.22307 | 0.6165 | 0.644 | 0.77169 | 0.56425 | 0.505 | 0.505 | 0.37481 | 0.5075 | 0.50775 | 0.5075 | 0.50775 | 0.5075 | 0.0069816 | 0.0069781 | 0.665 | 0.44068 | 0.5125 | 0.5125 | 0.36486 | 0.27401 | 0.44721 | 0.03132 | 0.038604 | 0.013612 | 0.0027875 | 0.0069317 | 0.0082261 | 0.00050681 | 0.0025396 | 0.00050681 | 0.0074473 | 0.00050681 | 0.00099925 | 0.00051366 | 0.26214 | 0.032897 | 0.47157 | 0.013559 | 0.0069781 | 0.0069781 | 0 | 0.027268 | 0.03139 | 0.031143 | 0.019684 | 0.0098657 | 0.013686 | 0.0083998 | 0.0087745 | 0.010514 | 0.0076879 | 0.0050681 | 0.0050681 | 0.0050681 | 0.5075 | 0.50775 | 0.5075 | 0.50775 | 0.5075 | 0.015279 | 0.01479 | 0.0090606 | 0.14484 | 0.0069828 | 0.0069828 | 0.13185 | 0.024975 | 0.23431 | 0.02975 | 0.068236 | 0.013605 | 0.0054612 | 0.017375 | 0.20599 | 0.00099294 | 0.0039982 | 0.00099294 | 0.092507 | 0.00099294 | 0.000999 | 0.045067 | 0.041729 | 0.032334 | 0.0136 | 0.045178 | 0.0136 | 0.0136 | 0 | 0.027041 | 0.055862 | 0.055399 | 0.019514 | 0.0098657 | 0.020978 | 0.2313 | 0.2859 | 0.5394 | 0.12756 | 0.0099294 | 0.0099294 | 0.0099294 | 0.014894 | 0.01539 | 0.014894 | 0.01539 | 0.014894 | 0.015013 | 0.014539 | 0.32759 | 0.091852 | 0.024821 | 0.024821 | 0.066689 | 0.024963 | 0.14961 | 0.039034 | 0.017866 | 0.013605 | 0.0054261 | 0.033259 | 0.25924 | 0.00098651 | 0.00099901 | 0.00098657 | 0.091388 | 0.0020441 | 0.00099848 | 0.027271 | 0.041232 | 0.032905 | 0.013565 | 0.013565 | 0.02722 | 0.013548 | 0 | 0.027268 | 0.031056 | 0.031056 | 0.019516 | 0.0098657 | 0.027585 | 0.22838 | 0.28226 | 0.53247 | 0.12599 | 0.025477 | 0.025477 | 0.0098657 | 0.035782 | 0.043021 | 0.035782 | 0.036525 | 0.035782 | 0.015279 | 0.014789 | 0.32341 | 0.069505 | 0.024587 | 0.024587 | 0.055027 | 0.041365 | 0.13901 | 0.029771 | 0.067841 | 0.013605 | 0.0054261 | 0.017239 | 0.20339 | 0.00098657 | 0.0034716 | 0.00098657 | 0.091392 | 0.00098657 | 0.00099901 | 0.027271 | 0.034946 | 0.032341 | 0.070427 | 0.035999 | 0.047268 | 0.047268 | 0 | 0.027107 | 0.055539 | 0.055079 | 0.019516 | 0.0098657 | 0.020879 | 0.22838 | 0.28227 | 0.53247 | 0.12599 | 0.0098657 | 0.0098657 | 0.0098657 | 0.014789 | 0.015279 | 0.014789 | 0.015279 | 0.014789 | 0.015091 | 0.014612 | 0.32342 | 0.089371 | 0.024587 | 0.024587 | 0.064239 | 0.024963 | 0.14662 | 0.029771 | 0.067841 | 0.013605 | 0.0054261 | 0.017239 | 0.20339 | 0.00098657 | 0.0039804 | 0.00098657 | 0.091392 | 0.00098657 | 0.00099901 | 0.027271 | 0.041698 | 0.032341 | 0.013548 | 0.070772 | 0.013548 | 0.013548 | 0 | 0.026856 | 0.055539 | 0.055079 | 0.019516 | 0.0098657 | 0.020879 | 0.22838 | 0.28227 | 0.53247 | 0.12599 | 0.0098657 | 0.0098657 | 0.0098657 | 0.014789 | 0.015279 | 0.014789 | 0.015279 | 0.014789 | 0.014798 | 0.014336 | 0.32342 | 0.091555 | 0.024587 | 0.024587 | 0.066527 | 0.024963 | 0.14946 | 0.029771 | 0.067841 | 0.013605 | 0.0054261 | 0.017239 | 0.20339 | 0.00098657 | 0.0034716 | 0.00098657 | 0.091392 | 0.00098657 | 0.00099901 | 0.027271 | 0.041706 | 0.032341 | 0.013565 | 0.013565 | 0.047247 | 0.040697 | 0 | 0.027268 | 0.055539 | 0.055079 | 0.019516 | 0.0098657 | 0.020879 | 0.22838 | 0.28227 | 0.53247 | 0.12599 | 0.0098657 | 0.0098657 | 0.0098657 | 0.014789 | 0.015279 | 0.014789 | 0.015279 | 0.014789 | 0.015279 | 0.014789 | 0.32342 | 0.091558 | 0.024587 | 0.024587 | 0.06653 | 0.024963 | 0.14946 | 0.13823 | 0.13459 |  | Turbine 4 | 0.057304 | 0.053008 | 0.090127 | 0.1816 | 0.20854 | 0.15054 | 0.073333 | 0.055686 | 0.057494 | 0.056961
2: connectors | 0.03132 | 0.038604 | 0.013612 | 0.0027875 | 0.0069317 | 0.0082261 | 0.00050681 | 0.0025396 | 0.00050681 | 0.0074473 | 0.00050681 | 0.00099925 | 0.00051366 | 0.27916 | 0.032897 | 0.50687 | 0.0070628 | 0.0069781 | 0.0069781 | 0 | 0.027315 | 0.03139 | 0.031143 | 0.019684 | 0.0098657 | 0.013686 | 0.0083998 | 0.0087745 | 0.010514 | 0.0076879 | 0.0050681 | 0.0050681 | 0.0050681 | 0.5075 | 0.50775 | 0.5075 | 0.50775 | 0.5075 | 0.015334 | 0.014841 | 0.0090606 | 0.15063 | 0.0069828 | 0.0069828 | 0.13776 | 0.024975 | 0.24165 | 0.025187 | 0.010659 | 0.00050681 | 0.45337 | 0.50875 | 0.60375 | 0.00050688 | 0.0005005 | 0.5005 | 0.0075156 | 0.00054659 | 0.00099923 | 0.0070628 | 0.51698 | 0.021873 | 0.0069695 | 0.0069695 | 0.0069695 | 0.47045 | 0 | 0.020137 | 0.51025 | 0.51025 | 0.39189 | 0.0050681 | 0.47823 | 0.6165 | 0.644 | 0.77169 | 0.56425 | 0.505 | 0.505 | 0.505 | 0.5075 | 0.50775 | 0.5075 | 0.50775 | 0.5075 | 0.0069816 | 0.0069781 | 0.665 | 0.44068 | 0.5125 | 0.5125 | 0.36486 | 0.27401 | 0.44721 | 0.50975 | 0.010659 | 0.00050681 | 0.50275 | 0.50875 | 0.60375 | 0.072241 | 0.00050688 | 0.0005005 | 0.54659 | 0.00054659 | 0.0005005 | 0.51366 | 0.0071085 | 0.010598 | 0.0069816 | 0.50688 | 0.0069816 | 0.0069816 | 0 | 0.50687 | 0.51025 | 0.51025 | 0.51 | 0.0050681 | 0.47823 | 0.6165 | 0.644 | 0.77169 | 0.56425 | 0.505 | 0.505 | 0.505 | 0.5075 | 0.0069816 | 0.5075 | 1 | 0.0069781 | 0.0069816 | 0.0069781 | 0.022589 | 0.012925 | 0.012925 | 0.012925 | 0.012925 | 0.5125 | 0.018767 | 0.025187 | 0.010659 | 0.00050681 | 0.3564 | 0.50875 | 0.60375 | 0.00050688 | 0.0005005 | 0.068953 | 0.0075156 | 0.00054659 | 0.00099923 | 0.0070628 | 0.51698 | 0.021873 | 0.0069695 | 0.0069695 | 0.0069695 | 0.47045 | 0 | 0.020137 | 0.51025 | 0.51025 | 0.39189 | 0.0099294 | 0.22307 | 0.6165 | 0.644 | 0.77169 | 0.56425 | 0.505 | 0.505 | 0.37481 | 0.5075 | 0.50775 | 0.5075 | 0.50775 | 0.5075 | 0.0069816 | 0.0069781 | 0.665 | 0.44068 | 0.5125 | 0.5125 | 0.36486 | 0.27401 | 0.44721 | 0.03132 | 0.038604 | 0.013612 | 0.0027875 | 0.0069317 | 0.0082261 | 0.00050681 | 0.0025396 | 0.00050681 | 0.0074473 | 0.00050681 | 0.00099925 | 0.00051366 | 0.26214 | 0.032897 | 0.47157 | 0.013559 | 0.0069781 | 0.0069781 | 0 | 0.027268 | 0.03139 | 0.031143 | 0.019684 | 0.0098657 | 0.013686 | 0.0083998 | 0.0087745 | 0.010514 | 0.0076879 | 0.0050681 | 0.0050681 | 0.0050681 | 0.5075 | 0.50775 | 0.5075 | 0.50775 | 0.5075 | 0.015279 | 0.01479 | 0.0090606 | 0.14484 | 0.0069828 | 0.0069828 | 0.13185 | 0.024975 | 0.23431 | 0.02975 | 0.068236 | 0.013605 | 0.0054612 | 0.017375 | 0.20599 | 0.00099294 | 0.0039982 | 0.00099294 | 0.092507 | 0.00099294 | 0.000999 | 0.045067 | 0.041729 | 0.032334 | 0.0136 | 0.045178 | 0.0136 | 0.0136 | 0 | 0.027041 | 0.055862 | 0.055399 | 0.019514 | 0.0098657 | 0.020978 | 0.2313 | 0.2859 | 0.5394 | 0.12756 | 0.0099294 | 0.0099294 | 0.0099294 | 0.014894 | 0.01539 | 0.014894 | 0.01539 | 0.014894 | 0.015013 | 0.014539 | 0.32759 | 0.091852 | 0.024821 | 0.024821 | 0.066689 | 0.024963 | 0.14961 | 0.039034 | 0.017866 | 0.013605 | 0.0054261 | 0.033259 | 0.25924 | 0.00098651 | 0.00099901 | 0.00098657 | 0.091388 | 0.0020441 | 0.00099848 | 0.027271 | 0.041232 | 0.032905 | 0.013565 | 0.013565 | 0.02722 | 0.013548 | 0 | 0.027268 | 0.031056 | 0.031056 | 0.019516 | 0.0098657 | 0.027585 | 0.22838 | 0.28226 | 0.53247 | 0.12599 | 0.025477 | 0.025477 | 0.0098657 | 0.035782 | 0.043021 | 0.035782 | 0.036525 | 0.035782 | 0.015279 | 0.014789 | 0.32341 | 0.069505 | 0.024587 | 0.024587 | 0.055027 | 0.041365 | 0.13901 | 0.029771 | 0.067841 | 0.013605 | 0.0054261 | 0.017239 | 0.20339 | 0.00098657 | 0.0034716 | 0.00098657 | 0.091392 | 0.00098657 | 0.00099901 | 0.027271 | 0.034946 | 0.032341 | 0.070427 | 0.035999 | 0.047268 | 0.047268 | 0 | 0.027107 | 0.055539 | 0.055079 | 0.019516 | 0.0098657 | 0.020879 | 0.22838 | 0.28227 | 0.53247 | 0.12599 | 0.0098657 | 0.0098657 | 0.0098657 | 0.014789 | 0.015279 | 0.014789 | 0.015279 | 0.014789 | 0.015091 | 0.014612 | 0.32342 | 0.089371 | 0.024587 | 0.024587 | 0.064239 | 0.024963 | 0.14662 | 0.029771 | 0.067841 | 0.013605 | 0.0054261 | 0.017239 | 0.20339 | 0.00098657 | 0.0039804 | 0.00098657 | 0.091392 | 0.00098657 | 0.00099901 | 0.027271 | 0.041698 | 0.032341 | 0.013548 | 0.070772 | 0.013548 | 0.013548 | 0 | 0.026856 | 0.055539 | 0.055079 | 0.019516 | 0.0098657 | 0.020879 | 0.22838 | 0.28227 | 0.53247 | 0.12599 | 0.0098657 | 0.0098657 | 0.0098657 | 0.014789 | 0.015279 | 0.014789 | 0.015279 | 0.014789 | 0.014798 | 0.014336 | 0.32342 | 0.091555 | 0.024587 | 0.024587 | 0.066527 | 0.024963 | 0.14946 | 0.029771 | 0.067841 | 0.013605 | 0.0054261 | 0.017239 | 0.20339 | 0.00098657 | 0.0034716 | 0.00098657 | 0.091392 | 0.00098657 | 0.00099901 | 0.027271 | 0.041706 | 0.032341 | 0.013565 | 0.013565 | 0.047247 | 0.040697 | 0 | 0.027268 | 0.055539 | 0.055079 | 0.019516 | 0.0098657 | 0.020879 | 0.22838 | 0.28227 | 0.53247 | 0.12599 | 0.0098657 | 0.0098657 | 0.0098657 | 0.014789 | 0.015279 | 0.014789 | 0.015279 | 0.014789 | 0.015279 | 0.014789 | 0.32342 | 0.091558 | 0.024587 | 0.024587 | 0.06653 | 0.024963 | 0.14946 | 0.13823 | 0.13522 |  | Turbine 5 | 0.056961 | 0.057356 | 0.051109 | 0.090127 | 0.1816 | 0.20854 | 0.15054 | 0.076764 | 0.057413 | 0.057303
2: clump weights or floats | 0.038078 | 0.014255 | 0.012671 | 0.0054612 | 0.097122 | 0.44198 | 0.072241 | 0.00050688 | 0.0012787 | 0.54659 | 0.0037305 | 0.00099764 | 0.51366 | 0.0071085 | 0.031081 | 0.0069781 | 0.50688 | 0.0069781 | 0.0069781 | 0 | 0.023708 | 0.11028 | 0.11028 | 0.051835 | 0.0098702 | 0.055498 | 0.2313 | 0.2859 | 0.5394 | 0.12756 | 0.24776 | 0.24776 | 0.0099294 | 0.33543 | 0.0069816 | 0.33543 | 0.33813 | 0.0069781 | 0.01113 | 0.010883 | 0.33947 | 0.024493 | 0.028315 | 0.028315 | 0.024493 | 0.080616 | 0.10262 | 0.034839 | 0.010659 | 0.00050681 | 0.0054612 | 0.50875 | 0.60375 | 0.00050688 | 0.0005005 | 0.00099294 | 0.0075156 | 0.00054659 | 0.00099923 | 0.0070628 | 0.51698 | 0.021873 | 0.0069695 | 0.0069695 | 0.013609 |  | 0 | 0.027316 | 0.51025 | 0.51025 | 0.019514 | 0.0099294 | 0.22307 | 0.2313 | 0.2859 | 0.5394 | 0.12756 | 0.062136 | 0.062136 | 0.0099294 | 0.28557 | 0.50775 | 0.28557 | 0.29498 | 0.5075 | 0.015335 | 0.014842 | 0.32759 | 0.44068 | 0.024821 | 0.024821 | 0.36486 | 0.27401 | 0.44721 | 0.39259 | 0.50975 | 0.00050681 | 0.0027775 | 0.50875 | 0.60375 | 0.00050688 | 0.19583 | 0.000505 | 0.0075156 | 0.5005 | 0.00074975 | 0.0070628 | 0.0071085 | 0.51698 | 0.0069781 | 0.0069781 | 0.0069695 | 0.50687 | 0 | 0.50687 | 0.010598 | 0.010598 | 0.51 | 0.0099294 | 0.2577 | 0.0033908 | 0.003542 | 0.0042443 | 0.0031034 | 0.0050688 | 0.0050688 | 0.0027775 | 0.0069781 | 0.50775 | 0.0069781 | 0.0069816 | 1 | 0.0069816 | 0.0069781 | 0.022589 | 0.012925 | 0.012925 | 0.012925 | 0.012925 | 0.010506 | 0.018767 | 0.034839 | 0.010659 | 0.00050681 | 0.0054612 | 0.50875 | 0.60375 | 0.00051025 | 0.0005005 | 0.00099294 | 0.0075156 | 0.00054659 | 0.00099923 | 0.0070628 | 0.51698 | 0.021873 | 0.0069695 | 0.0069695 | 0.013609 |  | 0 | 0.027316 | 0.51025 | 0.51025 | 0.019514 | 0.0099294 | 0.22307 | 0.2313 | 0.2859 | 0.5394 | 0.12756 | 0.062136 | 0.062136 | 0.0099294 | 0.28557 | 0.50775 | 0.28557 | 0.29498 | 0.5075 | 0.015335 | 0.014842 | 0.32759 | 0.44068 | 0.024821 | 0.024821 | 0.36486 | 0.27401 | 0.44721 | 0.038078 | 0.014255 | 0.012671 | 0.0054612 | 0.097122 | 0.44198 | 0.072241 | 0.00050688 | 0.0012787 | 0.54659 | 0.0037305 | 0.00099764 | 0.51366 | 0.0071085 | 0.031081 | 0.0069781 | 0.50688 | 0.0069781 | 0.0069781 | 0 | 0.023708 | 0.11028 | 0.11028 | 0.051835 | 0.0098702 | 0.055498 | 0.2313 | 0.2859 | 0.5394 | 0.12756 | 0.24776 | 0.24776 | 0.0099294 | 0.33543 | 0.0069816 | 0.33543 | 0.33813 | 0.0069781 | 0.01113 | 0.010883 | 0.33947 | 0.024493 | 0.028315 | 0.028315 | 0.024493 | 0.080616 | 0.10262 | 0.029238 | 0.018532 | 0.013612 | 0.012142 | 0.019286 | 0.22131 | 0.00050688 | 0.00099925 | 0.0027078 | 0.0075156 | 0.00095035 | 0.00099903 | 0.0070628 | 0.037821 | 0.033101 | 0.0069695 | 0.0069695 | 0.013609 | 0.071994 | 0 | 0.027316 | 0.022548 | 0.022548 | 0.094749 | 0.0098657 | 0.021944 | 0.2493 | 0.30422 | 0.55921 | 0.14496 | 0.01354 | 0.01354 | 0.015717 | 0.02058 | 0.024609 | 0.02058 | 0.021149 | 0.02058 | 0.015335 | 0.014842 | 0.37185 | 0.060511 | 0.067586 | 0.067586 | 0.049815 | 0.036707 | 0.1339 | 0.029769 | 0.067869 | 0.013605 | 0.0054286 | 0.017248 | 0.20358 | 0.00098702 | 0.0039836 | 0.00098702 | 0.091472 | 0.00098702 | 0.00099901 | 0.027284 | 0.047528 | 0.032341 | 0.025639 | 0.013385 | 0.013574 | 0.013574 | 0 | 0.02727 | 0.055562 | 0.055102 | 0.019516 | 0.0098657 | 0.020886 | 0.22859 | 0.28252 | 0.53297 | 0.1261 | 0.0098702 | 0.0098702 | 0.0098702 | 0.02874 | 0.029487 | 0.02874 | 0.029487 | 0.02874 | 0.015281 | 0.014791 | 0.32371 | 0.093461 | 0.024604 | 0.024604 | 0.068514 | 0.024963 | 0.15192 | 0.029771 | 0.067841 | 0.013605 | 0.0054261 | 0.017239 | 0.20339 | 0.00098657 | 0.0039804 | 0.00098657 | 0.091392 | 0.00098657 | 0.00099901 | 0.048124 | 0.041697 | 0.032341 | 0.013548 | 0.04807 | 0.013548 | 0.013548 | 0 | 0.02702 | 0.055539 | 0.055079 | 0.019516 | 0.0098657 | 0.020879 | 0.22838 | 0.28226 | 0.53247 | 0.12599 | 0.0098657 | 0.0098657 | 0.0098657 | 0.014789 | 0.015279 | 0.014789 | 0.015279 | 0.014789 | 0.014989 | 0.014516 | 0.32341 | 0.091555 | 0.024587 | 0.024587 | 0.066527 | 0.024963 | 0.14946 | 0.039034 | 0.017866 | 0.013605 | 0.0054261 | 0.033257 | 0.25924 | 0.00098654 | 0.00099901 | 0.00098657 | 0.091392 | 0.0020439 | 0.00099848 | 0.027271 | 0.041232 | 0.032905 | 0.013565 | 0.013565 | 0.027221 | 0.013548 | 0 | 0.027268 | 0.031056 | 0.031056 | 0.019516 | 0.0098657 | 0.027584 | 0.22838 | 0.28227 | 0.53247 | 0.12599 | 0.025475 | 0.025475 | 0.0098657 | 0.035779 | 0.043019 | 0.035779 | 0.036522 | 0.035779 | 0.015279 | 0.014789 | 0.32342 | 0.069506 | 0.024587 | 0.024587 | 0.055028 | 0.041365 | 0.13901 | 0.029771 | 0.067841 | 0.013605 | 0.0054261 | 0.017239 | 0.20339 | 0.00098657 | 0.0034716 | 0.00098657 | 0.091392 | 0.00098657 | 0.00099901 | 0.027271 | 0.034946 | 0.032341 | 0.070417 | 0.035999 | 0.047258 | 0.047258 | 0 | 0.027107 | 0.055539 | 0.055079 | 0.019516 | 0.0098657 | 0.020879 | 0.22838 | 0.28227 | 0.53247 | 0.12599 | 0.0098657 | 0.0098657 | 0.0098657 | 0.014789 | 0.015279 | 0.014789 | 0.015279 | 0.014789 | 0.015091 | 0.014612 | 0.32342 | 0.089371 | 0.024587 | 0.024587 | 0.064239 | 0.024963 | 0.14662 | 0.10618 | 0.13023 |  | Turbine 6 | 0.057137 | 0.057062 | 0.057441 | 0.048794 | 0.090127 | 0.1816 | 0.20854 | 0.15054 | 0.085392 | 0.049532
2: single anchor | 0.03132 | 0.038604 | 0.013612 | 0.0027875 | 0.0069317 | 0.0082261 | 0.00050681 | 0.0025396 | 0.00050681 | 0.0074473 | 0.00050681 | 0.00099925 | 0.00051366 | 0.26214 | 0.032897 | 0.47157 | 0.013559 | 0.0069781 | 0.0069781 | 0 | 0.027268 | 0.03139 | 0.031143 | 0.019684 | 0.0098657 | 0.013686 | 0.0083998 | 0.0087745 | 0.010514 | 0.0076879 | 0.0050681 | 0.0050681 | 0.0050681 | 0.5075 | 0.50775 | 0.5075 | 0.50775 | 0.5075 | 0.015279 | 0.01479 | 0.0090606 | 0.14484 | 0.0069828 | 0.0069828 | 0.13185 | 0.024975 | 0.23431 | 0.025187 | 0.010659 | 0.00050681 | 0.45337 | 0.50875 | 0.60375 | 0.00050688 | 0.0005005 | 0.10918 | 0.0075156 | 0.00054659 | 0.00099923 | 0.0070628 | 0.51698 | 0.021873 | 0.0069695 | 0.0069695 | 0.0069695 | 0.47045 | 0 | 0.020137 | 0.51025 | 0.51025 | 0.39189 | 0.0050681 | 0.47823 | 0.6165 | 0.644 | 0.77169 | 0.56425 | 0.505 | 0.505 | 0.505 | 0.5075 | 0.50775 | 0.5075 | 0.50775 | 0.5075 | 0.0069816 | 0.0069781 | 0.665 | 0.44068 | 0.5125 | 0.5125 | 0.36486 | 0.27401 | 0.44721 | 0.50975 | 0.010659 | 0.00050681 | 0.50275 | 0.50875 | 0.60375 | 0.072241 | 0.00050688 | 0.0005005 | 0.54659 | 0.00054659 | 0.0005005 | 0.51366 | 0.0071085 | 0.0071085 | 0.0069816 | 0.50688 | 0.0069816 | 0.0069816 | 0 | 0.0069816 | 0.51025 | 0.51025 | 0.51 | 0.0050681 | 0.47823 | 0.6165 | 0.644 | 0.77169 | 0.56425 | 0.505 | 0.505 | 0.505 | 0.5075 | 0.0069816 | 0.5075 | 0.50775 | 0.0069781 | 1 | 0.0069781 | 0.022589 | 0.5125 | 0.5125 | 0.5125 | 0.5125 | 0.5125 | 0.5525 | 0.025187 | 0.010659 | 0.00050681 | 0.3564 | 0.50875 | 0.60375 | 0.00050688 | 0.0005005 | 0.068953 | 0.0075156 | 0.00054659 | 0.00099923 | 0.0070628 | 0.51698 | 0.021873 | 0.0069695 | 0.0069695 | 0.0069695 | 0.47045 | 0 | 0.020137 | 0.51025 | 0.51025 | 0.39189 | 0.0099294 | 0.22307 | 0.6165 | 0.644 | 0.77169 | 0.56425 | 0.505 | 0.505 | 0.37481 | 0.5075 | 0.50775 | 0.5075 | 0.50775 | 0.5075 | 0.0069816 | 0.0069781 | 0.665 | 0.44068 | 0.5125 | 0.5125 | 0.36486 | 0.27401 | 0.44721 | 0.03132 | 0.038604 | 0.013612 | 0.0027875 | 0.0069317 | 0.0082261 | 0.00050681 | 0.0025396 | 0.00050681 | 0.0074473 | 0.00050681 | 0.00099925 | 0.00051366 | 0.26214 | 0.032897 | 0.47157 | 0.013559 | 0.0069781 | 0.0069781 | 0 | 0.027268 | 0.03139 | 0.031143 | 0.019684 | 0.0098657 | 0.013686 | 0.0083998 | 0.0087745 | 0.010514 | 0.0076879 | 0.0050681 | 0.0050681 | 0.0050681 | 0.5075 | 0.50775 | 0.5075 | 0.50775 | 0.5075 | 0.015279 | 0.01479 | 0.0090606 | 0.14484 | 0.0069828 | 0.0069828 | 0.13185 | 0.024975 | 0.23431 | 0.02975 | 0.068236 | 0.013605 | 0.0054612 | 0.017375 | 0.20599 | 0.00099294 | 0.0039982 | 0.00099294 | 0.092507 | 0.00099294 | 0.000999 | 0.045067 | 0.041729 | 0.032334 | 0.0136 | 0.045178 | 0.0136 | 0.0136 | 0 | 0.027041 | 0.055862 | 0.055399 | 0.019514 | 0.0098657 | 0.020978 | 0.2313 | 0.2859 | 0.5394 | 0.12756 | 0.0099294 | 0.0099294 | 0.0099294 | 0.014894 | 0.01539 | 0.014894 | 0.01539 | 0.014894 | 0.015013 | 0.014539 | 0.32759 | 0.091852 | 0.024821 | 0.024821 | 0.066689 | 0.024963 | 0.14961 | 0.039034 | 0.017866 | 0.013605 | 0.0054261 | 0.033259 | 0.25924 | 0.00098651 | 0.00099901 | 0.00098657 | 0.091388 | 0.0020441 | 0.00099848 | 0.027271 | 0.041232 | 0.032905 | 0.013565 | 0.013565 | 0.02722 | 0.013548 | 0 | 0.027268 | 0.031056 | 0.031056 | 0.019516 | 0.0098657 | 0.027585 | 0.22838 | 0.28226 | 0.53247 | 0.12599 | 0.025477 | 0.025477 | 0.0098657 | 0.035782 | 0.043021 | 0.035782 | 0.036525 | 0.035782 | 0.015279 | 0.014789 | 0.32341 | 0.069505 | 0.024587 | 0.024587 | 0.055027 | 0.041365 | 0.13901 | 0.029771 | 0.067841 | 0.013605 | 0.0054261 | 0.017239 | 0.20339 | 0.00098657 | 0.0034716 | 0.00098657 | 0.091392 | 0.00098657 | 0.00099901 | 0.027271 | 0.034946 | 0.032341 | 0.070427 | 0.035999 | 0.047268 | 0.047268 | 0 | 0.027107 | 0.055539 | 0.055079 | 0.019516 | 0.0098657 | 0.020879 | 0.22838 | 0.28227 | 0.53247 | 0.12599 | 0.0098657 | 0.0098657 | 0.0098657 | 0.014789 | 0.015279 | 0.014789 | 0.015279 | 0.014789 | 0.015091 | 0.014612 | 0.32342 | 0.089371 | 0.024587 | 0.024587 | 0.064239 | 0.024963 | 0.14662 | 0.029771 | 0.067841 | 0.013605 | 0.0054261 | 0.017239 | 0.20339 | 0.00098657 | 0.0039804 | 0.00098657 | 0.091392 | 0.00098657 | 0.00099901 | 0.027271 | 0.041698 | 0.032341 | 0.013548 | 0.070772 | 0.013548 | 0.013548 | 0 | 0.026856 | 0.055539 | 0.055079 | 0.019516 | 0.0098657 | 0.020879 | 0.22838 | 0.28227 | 0.53247 | 0.12599 | 0.0098657 | 0.0098657 | 0.0098657 | 0.014789 | 0.015279 | 0.014789 | 0.015279 | 0.014789 | 0.014798 | 0.014336 | 0.32342 | 0.091555 | 0.024587 | 0.024587 | 0.066527 | 0.024963 | 0.14946 | 0.029771 | 0.067841 | 0.013605 | 0.0054261 | 0.017239 | 0.20339 | 0.00098657 | 0.0034716 | 0.00098657 | 0.091392 | 0.00098657 | 0.00099901 | 0.027271 | 0.041706 | 0.032341 | 0.013565 | 0.013565 | 0.047247 | 0.040697 | 0 | 0.027268 | 0.055539 | 0.055079 | 0.019516 | 0.0098657 | 0.020879 | 0.22838 | 0.28227 | 0.53247 | 0.12599 | 0.0098657 | 0.0098657 | 0.0098657 | 0.014789 | 0.015279 | 0.014789 | 0.015279 | 0.014789 | 0.015279 | 0.014789 | 0.32342 | 0.091558 | 0.024587 | 0.024587 | 0.06653 | 0.024963 | 0.14946 | 0.14264 | 0.014401 |  | Turbine 7 | 0.031798 | 0.028879 | 0.030608 | 0.028654 | 0.02652 | 0.060764 | 0.11095 | 0.18949 | 0.11023 | 0.082493
2: shared anchor | 0.025187 | 0.010659 | 0.00050681 | 0.14407 | 0.50875 | 0.60375 | 0.072241 | 0.00050688 | 0.0005005 | 0.54659 | 0.00054659 | 0.00099923 | 0.51366 | 0.0071085 | 0.021873 | 0.0069781 | 0.50688 | 0.0069781 | 0.0069781 | 0 | 0.020137 | 0.51025 | 0.51025 | 0.033685 | 0.0099294 | 0.22307 | 0.24129 | 0.2968 | 0.55457 | 0.13581 | 0.505 | 0.505 | 0.010746 | 0.5075 | 0.0069816 | 0.5075 | 0.50775 | 0.0069781 | 0.0069816 | 0.0069781 | 0.022589 | 0.012925 | 0.012925 | 0.012925 | 0.012925 | 0.27401 | 0.018767 | 0.025187 | 0.010659 | 0.00050681 | 0.14466 | 0.50875 | 0.60375 | 0.00050688 | 0.0005005 | 0.02655 | 0.0075156 | 0.00054659 | 0.00099923 | 0.0070628 | 0.51698 | 0.021873 | 0.0069695 | 0.0069695 | 0.0069695 | 0.47045 | 0 | 0.020137 | 0.51025 | 0.51025 | 0.37714 | 0.0099294 | 0.22307 | 0.24129 | 0.2968 | 0.55457 | 0.13581 | 0.505 | 0.505 | 0.010746 | 0.5075 | 0.50775 | 0.5075 | 0.50775 | 0.5075 | 0.0069816 | 0.0069781 | 0.62755 | 0.44068 | 0.44131 | 0.44131 | 0.36486 | 0.27401 | 0.44721 | 0.025187 | 0.010659 | 0.00050681 | 0.14407 | 0.50875 | 0.60375 | 0.072241 | 0.00050688 | 0.0005005 | 0.54659 | 0.00054659 | 0.00099923 | 0.51366 | 0.0071085 | 0.0071085 | 0.0069781 | 0.50688 | 0.0069781 | 0.0069781 | 0 | 0.0069781 | 0.51025 | 0.51025 | 0.32918 | 0.0099294 | 0.22307 | 0.24064 | 0.29606 | 0.5534 | 0.13534 | 0.505 | 0.505 | 0.010526 | 0.5075 | 0.0069816 | 0.5075 | 0.50775 | 0.0069781 | 0.0069816 | 1 | 0.022589 | 0.38774 | 0.38774 | 0.38774 | 0.38774 | 0.27401 | 0.5525 | 0.025187 | 0.010659 | 0.00050681 | 0.14466 | 0.50875 | 0.60375 | 0.00050688 | 0.0005005 | 0.02655 | 0.0075156 | 0.00054659 | 0.00099923 | 0.0070628 | 0.51698 | 0.021873 | 0.0069695 | 0.0069695 | 0.0069695 | 0.47045 | 0 | 0.020137 | 0.51025 | 0.51025 | 0.37714 | 0.0099294 | 0.22307 | 0.24129 | 0.2968 | 0.55457 | 0.13581 | 0.505 | 0.505 | 0.010746 | 0.5075 | 0.50775 | 0.5075 | 0.50775 | 0.5075 | 0.0069816 | 0.0069781 | 0.62755 | 0.44068 | 0.44131 | 0.44131 | 0.36486 | 0.27401 | 0.44721 | 0.025187 | 0.010659 | 0.00050681 | 0.14407 | 0.50875 | 0.60375 | 0.072241 | 0.00050688 | 0.0005005 | 0.54659 | 0.00054659 | 0.00099923 | 0.51366 | 0.0071085 | 0.021873 | 0.0069781 | 0.50688 | 0.0069781 | 0.0069781 | 0 | 0.020137 | 0.51025 | 0.51025 | 0.033685 | 0.0099294 | 0.22307 | 0.24129 | 0.2968 | 0.55457 | 0.13581 | 0.505 | 0.505 | 0.010746 | 0.5075 | 0.0069816 | 0.5075 | 0.50775 | 0.0069781 | 0.0069816 | 0.0069781 | 0.022589 | 0.012925 | 0.012925 | 0.012925 | 0.012925 | 0.27401 | 0.018767 | 0.025187 | 0.010659 | 0.00050681 | 0.022864 | 0.50875 | 0.60375 | 0.00050688 | 0.0005005 | 0.0044071 | 0.0075156 | 0.00054659 | 0.00099923 | 0.0070628 | 0.51698 | 0.021873 | 0.0069695 | 0.0069695 | 0.013609 | 0.068665 | 0 | 0.027316 | 0.51025 | 0.51025 | 0.37714 | 0.0099294 | 0.22307 | 0.24129 | 0.2968 | 0.55457 | 0.13581 | 0.062136 | 0.062136 | 0.010746 | 0.02058 | 0.024609 | 0.02058 | 0.021149 | 0.02058 | 0.015335 | 0.014842 | 0.62755 | 0.44068 | 0.44131 | 0.44131 | 0.36486 | 0.27401 | 0.44721 | 0.02975 | 0.068236 | 0.013605 | 0.0054612 | 0.017375 | 0.20599 | 0.00099294 | 0.0039994 | 0.00099294 | 0.092507 | 0.00099294 | 0.000999 | 0.00051366 | 0.043523 | 0.032334 | 0.017315 | 0.013559 | 0.0136 | 0.0136 | 0 | 0.027268 | 0.055862 | 0.055399 | 0.019514 | 0.0098657 | 0.020978 | 0.2313 | 0.2859 | 0.5394 | 0.12756 | 0.0099294 | 0.0099294 | 0.0099294 | 0.015651 | 0.016164 | 0.015651 | 0.016164 | 0.015651 | 0.015279 | 0.01479 | 0.32759 | 0.092432 | 0.024821 | 0.024821 | 0.067297 | 0.024963 | 0.15036 | 0.02975 | 0.068236 | 0.013605 | 0.0054612 | 0.017375 | 0.20599 | 0.00099294 | 0.0039963 | 0.00099294 | 0.092507 | 0.00099294 | 0.000999 | 0.048143 | 0.041704 | 0.032334 | 0.013548 | 0.048208 | 0.013548 | 0.013548 | 0 | 0.027019 | 0.055862 | 0.055399 | 0.019514 | 0.0098657 | 0.020978 | 0.2313 | 0.2859 | 0.5394 | 0.12756 | 0.0099294 | 0.0099294 | 0.0099294 | 0.014894 | 0.01539 | 0.014894 | 0.01539 | 0.014894 | 0.014988 | 0.014515 | 0.32759 | 0.091843 | 0.024821 | 0.024821 | 0.06668 | 0.024963 | 0.1496 | 0.039034 | 0.017866 | 0.013605 | 0.0054261 | 0.033257 | 0.25924 | 0.00098654 | 0.00099901 | 0.00098657 | 0.091392 | 0.0020439 | 0.00099848 | 0.027271 | 0.041232 | 0.032905 | 0.013565 | 0.013565 | 0.02722 | 0.013548 | 0 | 0.027268 | 0.031056 | 0.031056 | 0.019516 | 0.0098657 | 0.027584 | 0.22838 | 0.28227 | 0.53247 | 0.12599 | 0.025475 | 0.025475 | 0.0098657 | 0.035779 | 0.043019 | 0.035779 | 0.036522 | 0.035779 | 0.015279 | 0.014789 | 0.32342 | 0.069506 | 0.024587 | 0.024587 | 0.055028 | 0.041365 | 0.13901 | 0.029771 | 0.067841 | 0.013605 | 0.0054261 | 0.017239 | 0.20339 | 0.00098657 | 0.0034716 | 0.00098657 | 0.091392 | 0.00098657 | 0.00099901 | 0.027271 | 0.034946 | 0.032341 | 0.070417 | 0.035999 | 0.047257 | 0.047257 | 0 | 0.027107 | 0.055539 | 0.055079 | 0.019516 | 0.0098657 | 0.020879 | 0.22838 | 0.28227 | 0.53247 | 0.12599 | 0.0098657 | 0.0098657 | 0.0098657 | 0.014789 | 0.015279 | 0.014789 | 0.015279 | 0.014789 | 0.015091 | 0.014612 | 0.32342 | 0.089371 | 0.024587 | 0.024587 | 0.064239 | 0.024963 | 0.14662 | 0.15298 | 0.014061 |  | Turbine 8 | 0.067922 | 0.068369 | 0.067176 | 0.068146 | 0.063525 | 0.072691 | 0.14507 | 0.19738 | 0.21038 | 0.17469
2: buoyancy modules | 0.03132 | 0.038604 | 0.013612 | 0.0027875 | 0.0069317 | 0.0082261 | 0.00050681 | 0.0022757 | 0.00050681 | 0.0074473 | 0.00050681 | 0.00099925 | 0.027824 | 0.034483 | 0.032897 | 0.032037 | 0.018784 | 0.026433 | 0.026433 | 0 | 0.027231 | 0.03139 | 0.031143 | 0.019684 | 0.0098657 | 0.32506 | 0.0083998 | 0.0087745 | 0.010514 | 0.0076879 | 0.0050681 | 0.0050681 | 0.0050681 | 0.0069147 | 0.0069181 | 0.0069147 | 0.0069181 | 0.0069147 | 0.015235 | 0.014748 | 0.0090606 | 0.067402 | 0.0069828 | 0.0069828 | 0.052723 | 0.024975 | 0.13614 | 0.03132 | 0.038604 | 0.013612 | 0.0027875 | 0.0069317 | 0.0082261 | 0.00050681 | 0.0022757 | 0.00050681 | 0.0074473 | 0.00050681 | 0.00099925 | 0.00051366 | 0.038113 | 0.032897 | 0.0070628 | 0.0070628 | 0.46928 | 0.46824 | 0 | 0.027315 | 0.03139 | 0.031143 | 0.019684 | 0.0098657 | 0.013686 | 0.0083998 | 0.0087745 | 0.010514 | 0.0076879 | 0.0050681 | 0.0050681 | 0.0050681 | 0.5075 | 0.50775 | 0.5075 | 0.50775 | 0.5075 | 0.015334 | 0.014841 | 0.0090606 | 0.068637 | 0.0069828 | 0.0069828 | 0.053984 | 0.024975 | 0.13771 | 0.033846 | 0.31415 | 0.00050681 | 0.0027875 | 0.00050875 | 0.60375 | 0.00051025 | 0.0005005 | 0.5005 | 0.54659 | 0.00050681 | 0.00099925 | 0.00051366 | 0.010598 | 0.010598 | 0.50688 | 0.00050688 | 0.50688 | 0.50687 | 0 | 0.020137 | 0.013633 | 0.013633 | 0.51 | 0.0050681 | 0.47823 | 0.0083998 | 0.0087745 | 0.010514 | 0.0076879 | 0.505 | 0.505 | 0.0050681 | 0.0077548 | 0.0080133 | 0.0077548 | 0.0080133 | 0.0077548 | 0.0069816 | 0.0069781 | 1 | 0.5125 | 0.5125 | 0.5125 | 0.010506 | 0.010506 | 0.011326 | 0.065918 | 0.36991 | 0.00050681 | 0.40099 | 0.00050875 | 0.00060375 | 0.00051025 | 0.0005005 | 0.5005 | 0.54659 | 0.072908 | 0.00096312 | 0.51366 | 0.00051698 | 0.010598 | 0.00050688 | 0.00050688 | 0.0069695 | 0.47045 | 0 | 0.020137 | 0.00051025 | 0.00051025 | 0.39148 | 0.0050681 | 0.47823 | 0.6165 | 0.644 | 0.77169 | 0.56425 | 0.505 | 0.505 | 0.505 | 0.5075 | 0.50775 | 0.5075 | 0.50775 | 0.5075 | 0.0069816 | 0.0069781 | 0.665 | 0.5125 | 0.5125 | 0.5125 | 0.5125 | 0.010506 | 0.5525 | 0.03132 | 0.038604 | 0.013612 | 0.0027875 | 0.0069317 | 0.0082261 | 0.00050681 | 0.0022757 | 0.00050681 | 0.0074473 | 0.00050681 | 0.00099925 | 0.00051366 | 0.038113 | 0.032897 | 0.0070628 | 0.0070628 | 0.46928 | 0.46824 | 0 | 0.027315 | 0.03139 | 0.031143 | 0.019684 | 0.0098657 | 0.013686 | 0.0083998 | 0.0087745 | 0.010514 | 0.0076879 | 0.0050681 | 0.0050681 | 0.0050681 | 0.5075 | 0.50775 | 0.5075 | 0.50775 | 0.5075 | 0.015334 | 0.014841 | 0.0090606 | 0.068637 | 0.0069828 | 0.0069828 | 0.053984 | 0.024975 | 0.13771 | 0.03132 | 0.038604 | 0.013612 | 0.0027875 | 0.0069317 | 0.0082261 | 0.00050681 | 0.0022757 | 0.00050681 | 0.0074473 | 0.00050681 | 0.00099925 | 0.028077 | 0.034483 | 0.032897 | 0.032037 | 0.018784 | 0.026433 | 0.026433 | 0 | 0.027231 | 0.03139 | 0.031143 | 0.019684 | 0.0098657 | 0.013686 | 0.0083998 | 0.0087745 | 0.010514 | 0.0076879 | 0.0050681 | 0.0050681 | 0.0050681 | 0.0069147 | 0.0069181 | 0.0069147 | 0.0069181 | 0.0069147 | 0.015235 | 0.014748 | 0.0090606 | 0.067402 | 0.0069828 | 0.0069828 | 0.052723 | 0.024975 | 0.13614 | 0.029771 | 0.067841 | 0.013605 | 0.0054261 | 0.017239 | 0.20339 | 0.00098657 | 0.0039804 | 0.00098657 | 0.091392 | 0.00098657 | 0.00099901 | 0.027284 | 0.041619 | 0.032341 | 0.013385 | 0.013385 | 0.013548 | 0.013548 | 0 | 0.02727 | 0.055539 | 0.055079 | 0.019516 | 0.0098657 | 0.020879 | 0.22838 | 0.28226 | 0.53247 | 0.12599 | 0.0098657 | 0.0098657 | 0.0098657 | 0.029196 | 0.029942 | 0.029196 | 0.029942 | 0.029196 | 0.015281 | 0.014791 | 0.32341 | 0.09153 | 0.024587 | 0.024587 | 0.066501 | 0.024963 | 0.14943 | 0.029771 | 0.067841 | 0.013605 | 0.0054261 | 0.017239 | 0.20339 | 0.00098657 | 0.0034716 | 0.00098657 | 0.091392 | 0.00098657 | 0.00099901 | 0.028776 | 0.034946 | 0.032341 | 0.056333 | 0.028504 | 0.040697 | 0.040697 | 0 | 0.027161 | 0.055539 | 0.055079 | 0.019516 | 0.0098657 | 0.020879 | 0.22838 | 0.28226 | 0.53247 | 0.12599 | 0.0098657 | 0.0098657 | 0.0098657 | 0.014789 | 0.015279 | 0.014789 | 0.015279 | 0.014789 | 0.015154 | 0.014671 | 0.32341 | 0.089371 | 0.024587 | 0.024587 | 0.064239 | 0.024963 | 0.14662 | 0.029771 | 0.067841 | 0.013605 | 0.0054261 | 0.017239 | 0.20339 | 0.00098657 | 0.0039804 | 0.00098657 | 0.091392 | 0.00098657 | 0.00099901 | 0.027271 | 0.041619 | 0.032341 | 0.013385 | 0.013385 | 0.013548 | 0.013548 | 0 | 0.02727 | 0.055539 | 0.055079 | 0.019516 | 0.0098657 | 0.020879 | 0.22838 | 0.28227 | 0.53247 | 0.12599 | 0.0098657 | 0.0098657 | 0.0098657 | 0.029189 | 0.029936 | 0.029189 | 0.029936 | 0.029189 | 0.015281 | 0.014791 | 0.32342 | 0.09153 | 0.024587 | 0.024587 | 0.066501 | 0.024963 | 0.14943 | 0.029771 | 0.067841 | 0.013605 | 0.0054261 | 0.017239 | 0.20339 | 0.00098657 | 0.0034716 | 0.00098657 | 0.091392 | 0.00098657 | 0.00099901 | 0.028776 | 0.034946 | 0.032341 | 0.056333 | 0.028504 | 0.040697 | 0.040697 | 0 | 0.027161 | 0.055539 | 0.055079 | 0.019516 | 0.0098657 | 0.020879 | 0.22838 | 0.28227 | 0.53247 | 0.12599 | 0.0098657 | 0.0098657 | 0.0098657 | 0.014789 | 0.015279 | 0.014789 | 0.015279 | 0.014789 | 0.015154 | 0.014671 | 0.32342 | 0.089371 | 0.024587 | 0.024587 | 0.064239 | 0.024963 | 0.14662 | 0.09361 | 0.29237 |  | Turbine 9 | 0.05675 | 0.058289 | 0.057517 | 0.057137 | 0.056949 | 0.057476 | 0.048794 | 0.090127 | 0.18615 | 0.21081
2: tether and anchor systems | 0.03132 | 0.038604 | 0.013612 | 0.0027875 | 0.0069317 | 0.0082261 | 0.00050681 | 0.0022757 | 0.00050681 | 0.0074473 | 0.00050681 | 0.00099925 | 0.027824 | 0.034483 | 0.032897 | 0.032037 | 0.018784 | 0.026433 | 0.026433 | 0 | 0.027231 | 0.03139 | 0.031143 | 0.019684 | 0.0098657 | 0.32506 | 0.0083998 | 0.0087745 | 0.010514 | 0.0076879 | 0.0050681 | 0.0050681 | 0.0050681 | 0.0069147 | 0.0069181 | 0.0069147 | 0.0069181 | 0.0069147 | 0.015235 | 0.014748 | 0.0090606 | 0.067402 | 0.0069828 | 0.0069828 | 0.052723 | 0.024975 | 0.13614 | 0.03132 | 0.038604 | 0.013612 | 0.0027875 | 0.0069317 | 0.0082261 | 0.00050681 | 0.0022757 | 0.00050681 | 0.0074473 | 0.00050681 | 0.00099925 | 0.00051366 | 0.038113 | 0.032897 | 0.0070628 | 0.0070628 | 0.46928 | 0.46824 | 0 | 0.027315 | 0.03139 | 0.031143 | 0.019684 | 0.0098657 | 0.013686 | 0.0083998 | 0.0087745 | 0.010514 | 0.0076879 | 0.0050681 | 0.0050681 | 0.0050681 | 0.5075 | 0.50775 | 0.5075 | 0.50775 | 0.5075 | 0.015334 | 0.014841 | 0.0090606 | 0.068637 | 0.0069828 | 0.0069828 | 0.053984 | 0.024975 | 0.13771 | 0.033846 | 0.31415 | 0.00050681 | 0.0027875 | 0.00050875 | 0.60375 | 0.00051025 | 0.0005005 | 0.5005 | 0.54659 | 0.00050681 | 0.00099925 | 0.00051366 | 0.010598 | 0.010598 | 0.50688 | 0.00050688 | 0.50688 | 0.50687 | 0 | 0.020137 | 0.010506 | 0.010506 | 0.51 | 0.0050681 | 0.47823 | 0.0083998 | 0.0087745 | 0.010514 | 0.0076879 | 0.505 | 0.505 | 0.0050681 | 0.0077548 | 0.0080133 | 0.0077548 | 0.0080133 | 0.0077548 | 0.0069816 | 0.0069781 | 0.665 | 1 | 0.5125 | 0.5125 | 0.010506 | 0.010506 | 0.011326 | 0.065918 | 0.36991 | 0.00050681 | 0.40099 | 0.00050875 | 0.00060375 | 0.00051025 | 0.0005005 | 0.5005 | 0.54659 | 0.072908 | 0.00096312 | 0.51366 | 0.00051698 | 0.010598 | 0.00050688 | 0.00050688 | 0.0069695 | 0.47045 | 0 | 0.020137 | 0.00051025 | 0.00051025 | 0.39148 | 0.0050681 | 0.47823 | 0.6165 | 0.644 | 0.77169 | 0.56425 | 0.505 | 0.505 | 0.505 | 0.5075 | 0.50775 | 0.5075 | 0.50775 | 0.5075 | 0.0069816 | 0.0069781 | 0.665 | 0.5125 | 0.5125 | 0.5125 | 0.5125 | 0.010506 | 0.5525 | 0.03132 | 0.038604 | 0.013612 | 0.0027875 | 0.0069317 | 0.0082261 | 0.00050681 | 0.0022757 | 0.00050681 | 0.0074473 | 0.00050681 | 0.00099925 | 0.00051366 | 0.038113 | 0.032897 | 0.0070628 | 0.0070628 | 0.46928 | 0.46824 | 0 | 0.027315 | 0.03139 | 0.031143 | 0.019684 | 0.0098657 | 0.013686 | 0.0083998 | 0.0087745 | 0.010514 | 0.0076879 | 0.0050681 | 0.0050681 | 0.0050681 | 0.5075 | 0.50775 | 0.5075 | 0.50775 | 0.5075 | 0.015334 | 0.014841 | 0.0090606 | 0.068637 | 0.0069828 | 0.0069828 | 0.053984 | 0.024975 | 0.13771 | 0.03132 | 0.038604 | 0.013612 | 0.0027875 | 0.0069317 | 0.0082261 | 0.00050681 | 0.0022757 | 0.00050681 | 0.0074473 | 0.00050681 | 0.00099925 | 0.028077 | 0.034483 | 0.032897 | 0.032037 | 0.018784 | 0.026433 | 0.026433 | 0 | 0.027231 | 0.03139 | 0.031143 | 0.019684 | 0.0098657 | 0.013686 | 0.0083998 | 0.0087745 | 0.010514 | 0.0076879 | 0.0050681 | 0.0050681 | 0.0050681 | 0.0069147 | 0.0069181 | 0.0069147 | 0.0069181 | 0.0069147 | 0.015235 | 0.014748 | 0.0090606 | 0.067402 | 0.0069828 | 0.0069828 | 0.052723 | 0.024975 | 0.13614 | 0.029771 | 0.067841 | 0.013605 | 0.0054261 | 0.017239 | 0.20339 | 0.00098657 | 0.0039804 | 0.00098657 | 0.091392 | 0.00098657 | 0.00099901 | 0.027284 | 0.041619 | 0.032341 | 0.013385 | 0.013385 | 0.013548 | 0.013548 | 0 | 0.02727 | 0.055539 | 0.055079 | 0.019516 | 0.0098657 | 0.020879 | 0.22838 | 0.28226 | 0.53247 | 0.12599 | 0.0098657 | 0.0098657 | 0.0098657 | 0.029196 | 0.029942 | 0.029196 | 0.029942 | 0.029196 | 0.015281 | 0.014791 | 0.32341 | 0.09153 | 0.024587 | 0.024587 | 0.066501 | 0.024963 | 0.14943 | 0.029771 | 0.067841 | 0.013605 | 0.0054261 | 0.017239 | 0.20339 | 0.00098657 | 0.0034716 | 0.00098657 | 0.091392 | 0.00098657 | 0.00099901 | 0.028776 | 0.034946 | 0.032341 | 0.056333 | 0.028504 | 0.040697 | 0.040697 | 0 | 0.027161 | 0.055539 | 0.055079 | 0.019516 | 0.0098657 | 0.020879 | 0.22838 | 0.28226 | 0.53247 | 0.12599 | 0.0098657 | 0.0098657 | 0.0098657 | 0.014789 | 0.015279 | 0.014789 | 0.015279 | 0.014789 | 0.015154 | 0.014671 | 0.32341 | 0.089371 | 0.024587 | 0.024587 | 0.064239 | 0.024963 | 0.14662 | 0.029771 | 0.067841 | 0.013605 | 0.0054261 | 0.017239 | 0.20339 | 0.00098657 | 0.0039804 | 0.00098657 | 0.091392 | 0.00098657 | 0.00099901 | 0.027271 | 0.041619 | 0.032341 | 0.013385 | 0.013385 | 0.013548 | 0.013548 | 0 | 0.02727 | 0.055539 | 0.055079 | 0.019516 | 0.0098657 | 0.020879 | 0.22838 | 0.28227 | 0.53247 | 0.12599 | 0.0098657 | 0.0098657 | 0.0098657 | 0.029189 | 0.029936 | 0.029189 | 0.029936 | 0.029189 | 0.015281 | 0.014791 | 0.32342 | 0.09153 | 0.024587 | 0.024587 | 0.066501 | 0.024963 | 0.14943 | 0.029771 | 0.067841 | 0.013605 | 0.0054261 | 0.017239 | 0.20339 | 0.00098657 | 0.0034716 | 0.00098657 | 0.091392 | 0.00098657 | 0.00099901 | 0.028776 | 0.034946 | 0.032341 | 0.056333 | 0.028504 | 0.040697 | 0.040697 | 0 | 0.027161 | 0.055539 | 0.055079 | 0.019516 | 0.0098657 | 0.020879 | 0.22838 | 0.28227 | 0.53247 | 0.12599 | 0.0098657 | 0.0098657 | 0.0098657 | 0.014789 | 0.015279 | 0.014789 | 0.015279 | 0.014789 | 0.015154 | 0.014671 | 0.32342 | 0.089371 | 0.024587 | 0.024587 | 0.064239 | 0.024963 | 0.14662 | 0.093921 | 0.15113 |  |  | 0.88705 | 0.87069 | 0.97143 | 0.966 | 0.96778 | 0.9784 | 0.96447 | 1.0454 | 0.93577 | 0.86139
2: cable protection system | 0.03132 | 0.038604 | 0.013612 | 0.0027875 | 0.0069317 | 0.0082261 | 0.00050681 | 0.0022757 | 0.00050681 | 0.0074473 | 0.00050681 | 0.00099925 | 0.027824 | 0.034483 | 0.032897 | 0.032037 | 0.018784 | 0.026433 | 0.026433 | 0 | 0.027231 | 0.03139 | 0.031143 | 0.019684 | 0.0098657 | 0.32506 | 0.0083998 | 0.0087745 | 0.010514 | 0.0076879 | 0.0050681 | 0.0050681 | 0.0050681 | 0.0069147 | 0.0069181 | 0.0069147 | 0.0069181 | 0.0069147 | 0.015235 | 0.014748 | 0.0090606 | 0.067402 | 0.0069828 | 0.0069828 | 0.052723 | 0.024975 | 0.13614 | 0.03132 | 0.038604 | 0.013612 | 0.0027875 | 0.0069317 | 0.0082261 | 0.00050681 | 0.0022757 | 0.00050681 | 0.0074473 | 0.00050681 | 0.00099925 | 0.00051366 | 0.038113 | 0.032897 | 0.0070628 | 0.0070628 | 0.46928 | 0.46824 | 0 | 0.027315 | 0.03139 | 0.031143 | 0.019684 | 0.0098657 | 0.013686 | 0.0083998 | 0.0087745 | 0.010514 | 0.0076879 | 0.0050681 | 0.0050681 | 0.0050681 | 0.5075 | 0.50775 | 0.5075 | 0.50775 | 0.5075 | 0.015334 | 0.014841 | 0.0090606 | 0.068637 | 0.0069828 | 0.0069828 | 0.053984 | 0.024975 | 0.13771 | 0.033846 | 0.31415 | 0.00050681 | 0.0027875 | 0.00050875 | 0.60375 | 0.00051025 | 0.0005005 | 0.5005 | 0.54659 | 0.00050681 | 0.00099925 | 0.00051366 | 0.010598 | 0.010598 | 0.50688 | 0.00050688 | 0.50688 | 0.50687 | 0 | 0.020137 | 0.010506 | 0.010506 | 0.51 | 0.0050681 | 0.47823 | 0.0083998 | 0.0087745 | 0.010514 | 0.0076879 | 0.505 | 0.505 | 0.0050681 | 0.0077548 | 0.0080133 | 0.0077548 | 0.0080133 | 0.0077548 | 0.0069816 | 0.0069781 | 0.665 | 0.5125 | 1 | 0.5125 | 0.010506 | 0.010506 | 0.011326 | 0.065918 | 0.36991 | 0.00050681 | 0.40099 | 0.00050875 | 0.00060375 | 0.00051025 | 0.0005005 | 0.5005 | 0.54659 | 0.072908 | 0.00096312 | 0.51366 | 0.00051698 | 0.010598 | 0.00050688 | 0.00050688 | 0.0069695 | 0.47045 | 0 | 0.020137 | 0.00051025 | 0.00051025 | 0.39148 | 0.0050681 | 0.47823 | 0.6165 | 0.644 | 0.77169 | 0.56425 | 0.505 | 0.505 | 0.505 | 0.5075 | 0.50775 | 0.5075 | 0.50775 | 0.5075 | 0.0069816 | 0.0069781 | 0.665 | 0.5125 | 0.5125 | 0.5125 | 0.5125 | 0.010506 | 0.5525 | 0.03132 | 0.038604 | 0.013612 | 0.0027875 | 0.0069317 | 0.0082261 | 0.00050681 | 0.0022757 | 0.00050681 | 0.0074473 | 0.00050681 | 0.00099925 | 0.00051366 | 0.038113 | 0.032897 | 0.0070628 | 0.0070628 | 0.46928 | 0.46824 | 0 | 0.027315 | 0.03139 | 0.031143 | 0.019684 | 0.0098657 | 0.013686 | 0.0083998 | 0.0087745 | 0.010514 | 0.0076879 | 0.0050681 | 0.0050681 | 0.0050681 | 0.5075 | 0.50775 | 0.5075 | 0.50775 | 0.5075 | 0.015334 | 0.014841 | 0.0090606 | 0.068637 | 0.0069828 | 0.0069828 | 0.053984 | 0.024975 | 0.13771 | 0.03132 | 0.038604 | 0.013612 | 0.0027875 | 0.0069317 | 0.0082261 | 0.00050681 | 0.0022757 | 0.00050681 | 0.0074473 | 0.00050681 | 0.00099925 | 0.028077 | 0.034483 | 0.032897 | 0.032037 | 0.018784 | 0.026433 | 0.026433 | 0 | 0.027231 | 0.03139 | 0.031143 | 0.019684 | 0.0098657 | 0.013686 | 0.0083998 | 0.0087745 | 0.010514 | 0.0076879 | 0.0050681 | 0.0050681 | 0.0050681 | 0.0069147 | 0.0069181 | 0.0069147 | 0.0069181 | 0.0069147 | 0.015235 | 0.014748 | 0.0090606 | 0.067402 | 0.0069828 | 0.0069828 | 0.052723 | 0.024975 | 0.13614 | 0.029771 | 0.067841 | 0.013605 | 0.0054261 | 0.017239 | 0.20339 | 0.00098657 | 0.0039804 | 0.00098657 | 0.091392 | 0.00098657 | 0.00099901 | 0.027284 | 0.041619 | 0.032341 | 0.013385 | 0.013385 | 0.013548 | 0.013548 | 0 | 0.02727 | 0.055539 | 0.055079 | 0.019516 | 0.0098657 | 0.020879 | 0.22838 | 0.28226 | 0.53247 | 0.12599 | 0.0098657 | 0.0098657 | 0.0098657 | 0.029196 | 0.029942 | 0.029196 | 0.029942 | 0.029196 | 0.015281 | 0.014791 | 0.32341 | 0.09153 | 0.024587 | 0.024587 | 0.066501 | 0.024963 | 0.14943 | 0.029771 | 0.067841 | 0.013605 | 0.0054261 | 0.017239 | 0.20339 | 0.00098657 | 0.0034716 | 0.00098657 | 0.091392 | 0.00098657 | 0.00099901 | 0.028776 | 0.034946 | 0.032341 | 0.056333 | 0.028504 | 0.040697 | 0.040697 | 0 | 0.027161 | 0.055539 | 0.055079 | 0.019516 | 0.0098657 | 0.020879 | 0.22838 | 0.28226 | 0.53247 | 0.12599 | 0.0098657 | 0.0098657 | 0.0098657 | 0.014789 | 0.015279 | 0.014789 | 0.015279 | 0.014789 | 0.015154 | 0.014671 | 0.32341 | 0.089371 | 0.024587 | 0.024587 | 0.064239 | 0.024963 | 0.14662 | 0.029771 | 0.067841 | 0.013605 | 0.0054261 | 0.017239 | 0.20339 | 0.00098657 | 0.0039804 | 0.00098657 | 0.091392 | 0.00098657 | 0.00099901 | 0.027271 | 0.041619 | 0.032341 | 0.013385 | 0.013385 | 0.013548 | 0.013548 | 0 | 0.02727 | 0.055539 | 0.055079 | 0.019516 | 0.0098657 | 0.020879 | 0.22838 | 0.28227 | 0.53247 | 0.12599 | 0.0098657 | 0.0098657 | 0.0098657 | 0.029189 | 0.029936 | 0.029189 | 0.029936 | 0.029189 | 0.015281 | 0.014791 | 0.32342 | 0.09153 | 0.024587 | 0.024587 | 0.066501 | 0.024963 | 0.14943 | 0.029771 | 0.067841 | 0.013605 | 0.0054261 | 0.017239 | 0.20339 | 0.00098657 | 0.0034716 | 0.00098657 | 0.091392 | 0.00098657 | 0.00099901 | 0.028776 | 0.034946 | 0.032341 | 0.056333 | 0.028504 | 0.040697 | 0.040697 | 0 | 0.027161 | 0.055539 | 0.055079 | 0.019516 | 0.0098657 | 0.020879 | 0.22838 | 0.28227 | 0.53247 | 0.12599 | 0.0098657 | 0.0098657 | 0.0098657 | 0.014789 | 0.015279 | 0.014789 | 0.015279 | 0.014789 | 0.015154 | 0.014671 | 0.32342 | 0.089371 | 0.024587 | 0.024587 | 0.064239 | 0.024963 | 0.14662 | 0.093921 | 0.084093 |  |  | 0 | 1 | 2 | 3 | 4 | 5 | 6 | 7 | 8 | 9
2: dynamic cable | 0.02975 | 0.069491 | 0.013598 | 0.0054612 | 0.017375 | 0.20599 | 0.0015143 | 0.00098973 | 0.00099294 | 0.10045 | 0.00099294 | 0.000999 | 0.51366 | 0.0071085 | 0.032235 | 0.0069781 | 0.50687 | 0.0069781 | 0.0069781 | 0 | 0.023708 | 0.060141 | 0.059681 | 0.019514 | 0.0098657 | 0.020978 | 0.2313 | 0.2859 | 0.5394 | 0.12756 | 0.0099294 | 0.0099294 | 0.0099294 | 0.014894 | 0.0069816 | 0.014894 | 0.01539 | 0.0069781 | 0.01113 | 0.010883 | 0.32759 | 0.024493 | 0.024821 | 0.024821 | 0.024493 | 0.024963 | 0.10262 | 0.02975 | 0.054819 | 0.013612 | 0.0054612 | 0.017375 | 0.20599 | 0.00050688 | 0.0032457 | 0.00099294 | 0.0075156 | 0.00099294 | 0.000999 | 0.00051366 | 0.27928 | 0.032573 | 0.50687 | 0.50687 | 0.27782 | 0.042213 | 0 | 0.023708 | 0.045464 | 0.044996 | 0.019514 | 0.0098657 | 0.020978 | 0.2313 | 0.2859 | 0.5394 | 0.12756 | 0.0099294 | 0.0099294 | 0.0099294 | 0.015651 | 0.016164 | 0.015651 | 0.016164 | 0.015651 | 0.01113 | 0.010883 | 0.32759 |  | 0.024821 | 0.024821 |  | 0.024963 |  | 0.50975 | 0.010659 | 0.00050681 | 0.0027775 | 0.008925 | 0.015094 | 0.00051025 | 0.09951 | 0.000505 | 0.0095654 | 0.00054659 | 0.0005005 | 0.51366 | 0.51698 | 0.010598 | 0.0075156 | 0.0075156 | 0.0069695 | 0.50687 | 0 | 0.50687 | 0.011205 | 0.011205 | 0.01025 | 0.0099294 | 0.0060375 | 0.6165 | 0.644 | 0.77169 | 0.56425 | 0.0054659 | 0.0054659 | 0.000505 | 0.5075 | 0.50775 | 0.5075 | 0.50775 | 0.5075 | 0.0069816 | 0.0069781 | 0.665 | 0.5125 | 0.5125 | 1 | 0.010506 | 0.5125 | 0.011326 | 0.034606 | 0.14052 | 0.00050681 | 0.0057603 | 0.00050875 | 0.00060375 | 0.00051025 | 0.0005005 | 0.0012976 | 0.54659 | 0.0010473 | 0.00099898 | 0.51366 | 0.00051698 | 0.033608 | 0.00050688 | 0.00050688 | 0.013652 |  | 0 | 0.027362 | 0.00051025 | 0.00051025 | 0.062625 | 0.0099294 | 0.011535 | 0.23581 | 0.29135 | 0.54924 | 0.13027 | 0.010695 | 0.010695 | 0.010473 | 0.15851 | 0.16502 | 0.15851 | 0.16377 | 0.15851 | 0.015389 | 0.014893 | 0.34198 | 0.026393 | 0.027023 | 0.027023 | 0.026007 | 0.024736 | 0.10787 | 0.02975 | 0.069491 | 0.013598 | 0.0054612 | 0.017375 | 0.20599 | 0.0015143 | 0.00098973 | 0.00099294 | 0.10045 | 0.00099294 | 0.000999 | 0.00051366 | 0.0071085 | 0.032235 | 0.0069781 | 0.50687 | 0.0069781 | 0.0069781 | 0 | 0.023708 | 0.060141 | 0.059681 | 0.019514 | 0.0098657 | 0.020978 | 0.2313 | 0.2859 | 0.5394 | 0.12756 | 0.0099294 | 0.0099294 | 0.0099294 | 0.015651 | 0.50775 | 0.015651 | 0.016164 | 0.5075 | 0.01113 | 0.010883 | 0.32759 | 0.024493 | 0.024821 | 0.024821 | 0.024493 | 0.024963 | 0.10262 | 0.02975 | 0.068149 | 0.013605 | 0.0054612 | 0.017375 | 0.20599 | 0.00098973 | 0.0034859 | 0.00099294 | 0.091951 | 0.00099294 | 0.000999 | 0.026983 | 0.041736 | 0.032335 | 0.013609 | 0.013609 | 0.047381 | 0.040884 | 0 | 0.027268 | 0.055794 | 0.055331 | 0.019514 | 0.0098657 | 0.020978 | 0.2313 | 0.2859 | 0.5394 | 0.12756 | 0.0099294 | 0.0099294 | 0.0099294 | 0.014894 | 0.01539 | 0.014894 | 0.01539 | 0.014894 | 0.015279 | 0.014789 | 0.32759 | 0.091793 | 0.024821 | 0.024821 | 0.066659 | 0.024963 | 0.14958 | 0.029771 | 0.067841 | 0.013605 | 0.0054262 | 0.017239 | 0.2034 | 0.00098657 | 0.0039825 | 0.00098657 | 0.091393 | 0.00098657 | 0.00099901 | 0.027271 | 0.047526 | 0.032341 | 0.025636 | 0.013385 | 0.013574 | 0.013574 | 0 | 0.02727 | 0.055539 | 0.055079 | 0.019516 | 0.0098657 | 0.020879 | 0.22838 | 0.28227 | 0.53248 | 0.12599 | 0.0098657 | 0.0098657 | 0.0098657 | 0.029186 | 0.029932 | 0.029186 | 0.029932 | 0.029186 | 0.015281 | 0.014791 | 0.32342 | 0.093441 | 0.024587 | 0.024587 | 0.068503 | 0.024963 | 0.15191 | 0.029771 | 0.067841 | 0.013605 | 0.0054261 | 0.017239 | 0.20339 | 0.00098657 | 0.0039804 | 0.00098657 | 0.091392 | 0.00098657 | 0.00099901 | 0.048125 | 0.041698 | 0.032341 | 0.013548 | 0.048071 | 0.013548 | 0.013548 | 0 | 0.02702 | 0.055539 | 0.055079 | 0.019516 | 0.0098657 | 0.020879 | 0.22838 | 0.28227 | 0.53247 | 0.12599 | 0.0098657 | 0.0098657 | 0.0098657 | 0.014789 | 0.015279 | 0.014789 | 0.015279 | 0.014789 | 0.014989 | 0.014516 | 0.32342 | 0.091555 | 0.024587 | 0.024587 | 0.066527 | 0.024963 | 0.14946 | 0.039034 | 0.017866 | 0.013605 | 0.0054261 | 0.033257 | 0.25924 | 0.00098654 | 0.00099901 | 0.00098657 | 0.091392 | 0.0020439 | 0.00099848 | 0.027271 | 0.041232 | 0.032905 | 0.013565 | 0.013565 | 0.027221 | 0.013548 | 0 | 0.027268 | 0.031056 | 0.031056 | 0.019516 | 0.0098657 | 0.027584 | 0.22838 | 0.28227 | 0.53247 | 0.12599 | 0.025475 | 0.025475 | 0.0098657 | 0.035779 | 0.043019 | 0.035779 | 0.036522 | 0.035779 | 0.015279 | 0.014789 | 0.32342 | 0.069506 | 0.024587 | 0.024587 | 0.055028 | 0.041365 | 0.13901 | 0.029771 | 0.067841 | 0.013605 | 0.0054261 | 0.017239 | 0.20339 | 0.00098657 | 0.0034716 | 0.00098657 | 0.091392 | 0.00098657 | 0.00099901 | 0.027271 | 0.034946 | 0.032341 | 0.070417 | 0.035999 | 0.047258 | 0.047258 | 0 | 0.027107 | 0.055539 | 0.055079 | 0.019516 | 0.0098657 | 0.020879 | 0.22838 | 0.28227 | 0.53247 | 0.12599 | 0.0098657 | 0.0098657 | 0.0098657 | 0.014789 | 0.015279 | 0.014789 | 0.015279 | 0.014789 | 0.015091 | 0.014612 | 0.32342 | 0.089371 | 0.024587 | 0.024587 | 0.064239 | 0.024963 | 0.14662 | 0.088335 | 0.084093 | Spreading Turbine | Turbine 0 | 0.21081 | 0.19283 | 0.106 | 0.049532 | 0.057304 | 0.056961 | 0.057137 | 0.031798 | 0.067922 | 0.05675
2: static cable | 0.02975 | 0.069491 | 0.013598 | 0.0054612 | 0.017375 | 0.20599 | 0.0015143 | 0.00098973 | 0.00099294 | 0.10045 | 0.00099294 | 0.000999 | 0.51366 | 0.0071085 | 0.032235 | 0.0069781 | 0.50687 | 0.0069781 | 0.0069781 | 0 | 0.023708 | 0.060141 | 0.059681 | 0.019514 | 0.0098657 | 0.020978 | 0.2313 | 0.2859 | 0.5394 | 0.12756 | 0.0099294 | 0.0099294 | 0.0099294 | 0.014894 | 0.0069816 | 0.014894 | 0.01539 | 0.0069781 | 0.01113 | 0.010883 | 0.32759 | 0.024493 | 0.024821 | 0.024821 | 0.024493 | 0.024963 | 0.10262 | 0.02975 | 0.054819 | 0.013612 | 0.0054612 | 0.017375 | 0.20599 | 0.00050688 | 0.0032457 | 0.00099294 | 0.0075156 | 0.00099294 | 0.000999 | 0.00051366 | 0.27928 | 0.032573 | 0.50687 | 0.50687 | 0.27782 | 0.042213 | 0 | 0.023708 | 0.045464 | 0.044996 | 0.019514 | 0.0098657 | 0.020978 | 0.2313 | 0.2859 | 0.5394 | 0.12756 | 0.0099294 | 0.0099294 | 0.0099294 | 0.015651 | 0.016164 | 0.015651 | 0.016164 | 0.015651 | 0.01113 | 0.010883 | 0.32759 |  | 0.024821 | 0.024821 |  | 0.024963 |  | 0.50975 | 0.010659 | 0.00050681 | 0.0027775 | 0.008925 | 0.015094 | 0.00051025 | 0.09951 | 0.000505 | 0.0095654 | 0.00054659 | 0.0005005 | 0.51366 | 0.51698 | 0.010598 | 0.0075156 | 0.0075156 | 0.0069695 | 0.50687 | 0 | 0.50687 | 0.011205 | 0.011205 | 0.01025 | 0.0099294 | 0.0060375 | 0.6165 | 0.644 | 0.77169 | 0.56425 | 0.0054659 | 0.0054659 | 0.000505 | 0.5075 | 0.50775 | 0.5075 | 0.50775 | 0.5075 | 0.0069816 | 0.0069781 | 0.665 | 0.5125 | 0.5125 | 0.5125 | 1 | 0.5125 | 0.011326 | 0.034606 | 0.14052 | 0.00050681 | 0.0057603 | 0.00050875 | 0.00060375 | 0.00051025 | 0.0005005 | 0.0012976 | 0.54659 | 0.0010473 | 0.00099898 | 0.51366 | 0.00051698 | 0.033608 | 0.00050688 | 0.00050688 | 0.013652 |  | 0 | 0.027362 | 0.00051025 | 0.00051025 | 0.062625 | 0.0099294 | 0.011535 | 0.23581 | 0.29135 | 0.54924 | 0.13027 | 0.010695 | 0.010695 | 0.010473 | 0.15851 | 0.16502 | 0.15851 | 0.16377 | 0.15851 | 0.015389 | 0.014893 | 0.34198 | 0.026393 | 0.027023 | 0.027023 | 0.026007 | 0.024736 | 0.10787 | 0.02975 | 0.069491 | 0.013598 | 0.0054612 | 0.017375 | 0.20599 | 0.0015143 | 0.00098973 | 0.00099294 | 0.10045 | 0.00099294 | 0.000999 | 0.00051366 | 0.0071085 | 0.032235 | 0.0069781 | 0.50687 | 0.0069781 | 0.0069781 | 0 | 0.023708 | 0.060141 | 0.059681 | 0.019514 | 0.0098657 | 0.020978 | 0.2313 | 0.2859 | 0.5394 | 0.12756 | 0.0099294 | 0.0099294 | 0.0099294 | 0.015651 | 0.50775 | 0.015651 | 0.016164 | 0.5075 | 0.01113 | 0.010883 | 0.32759 | 0.024493 | 0.024821 | 0.024821 | 0.024493 | 0.024963 | 0.10262 | 0.02975 | 0.068149 | 0.013605 | 0.0054612 | 0.017375 | 0.20599 | 0.00098973 | 0.0034859 | 0.00099294 | 0.091951 | 0.00099294 | 0.000999 | 0.026983 | 0.041736 | 0.032335 | 0.013609 | 0.013609 | 0.047381 | 0.040884 | 0 | 0.027268 | 0.055794 | 0.055331 | 0.019514 | 0.0098657 | 0.020978 | 0.2313 | 0.2859 | 0.5394 | 0.12756 | 0.0099294 | 0.0099294 | 0.0099294 | 0.014894 | 0.01539 | 0.014894 | 0.01539 | 0.014894 | 0.015279 | 0.014789 | 0.32759 | 0.091793 | 0.024821 | 0.024821 | 0.066659 | 0.024963 | 0.14958 | 0.029771 | 0.067841 | 0.013605 | 0.0054262 | 0.017239 | 0.2034 | 0.00098657 | 0.0039825 | 0.00098657 | 0.091393 | 0.00098657 | 0.00099901 | 0.027271 | 0.047526 | 0.032341 | 0.025636 | 0.013385 | 0.013574 | 0.013574 | 0 | 0.02727 | 0.055539 | 0.055079 | 0.019516 | 0.0098657 | 0.020879 | 0.22838 | 0.28227 | 0.53248 | 0.12599 | 0.0098657 | 0.0098657 | 0.0098657 | 0.029186 | 0.029932 | 0.029186 | 0.029932 | 0.029186 | 0.015281 | 0.014791 | 0.32342 | 0.093441 | 0.024587 | 0.024587 | 0.068503 | 0.024963 | 0.15191 | 0.029771 | 0.067841 | 0.013605 | 0.0054261 | 0.017239 | 0.20339 | 0.00098657 | 0.0039804 | 0.00098657 | 0.091392 | 0.00098657 | 0.00099901 | 0.048125 | 0.041698 | 0.032341 | 0.013548 | 0.048071 | 0.013548 | 0.013548 | 0 | 0.02702 | 0.055539 | 0.055079 | 0.019516 | 0.0098657 | 0.020879 | 0.22838 | 0.28227 | 0.53247 | 0.12599 | 0.0098657 | 0.0098657 | 0.0098657 | 0.014789 | 0.015279 | 0.014789 | 0.015279 | 0.014789 | 0.014989 | 0.014516 | 0.32342 | 0.091555 | 0.024587 | 0.024587 | 0.066527 | 0.024963 | 0.14946 | 0.039034 | 0.017866 | 0.013605 | 0.0054261 | 0.033257 | 0.25924 | 0.00098654 | 0.00099901 | 0.00098657 | 0.091392 | 0.0020439 | 0.00099848 | 0.027271 | 0.041232 | 0.032905 | 0.013565 | 0.013565 | 0.027221 | 0.013548 | 0 | 0.027268 | 0.031056 | 0.031056 | 0.019516 | 0.0098657 | 0.027584 | 0.22838 | 0.28227 | 0.53247 | 0.12599 | 0.025475 | 0.025475 | 0.0098657 | 0.035779 | 0.043019 | 0.035779 | 0.036522 | 0.035779 | 0.015279 | 0.014789 | 0.32342 | 0.069506 | 0.024587 | 0.024587 | 0.055028 | 0.041365 | 0.13901 | 0.029771 | 0.067841 | 0.013605 | 0.0054261 | 0.017239 | 0.20339 | 0.00098657 | 0.0034716 | 0.00098657 | 0.091392 | 0.00098657 | 0.00099901 | 0.027271 | 0.034946 | 0.032341 | 0.070417 | 0.035999 | 0.047258 | 0.047258 | 0 | 0.027107 | 0.055539 | 0.055079 | 0.019516 | 0.0098657 | 0.020879 | 0.22838 | 0.28227 | 0.53247 | 0.12599 | 0.0098657 | 0.0098657 | 0.0098657 | 0.014789 | 0.015279 | 0.014789 | 0.015279 | 0.014789 | 0.015091 | 0.014612 | 0.32342 | 0.089371 | 0.024587 | 0.024587 | 0.064239 | 0.024963 | 0.14662 | 0.089412 | 0.10998 |  | Turbine 1 | 0.15621 | 0.20645 | 0.18612 | 0.099686 | 0.052828 | 0.057289 | 0.056961 | 0.02874 | 0.068294 | 0.058239
2: terminations | 0.02975 | 0.069491 | 0.013598 | 0.0054612 | 0.017375 | 0.20599 | 0.0015143 | 0.00098973 | 0.00099294 | 0.10045 | 0.00099294 | 0.000999 | 0.51366 | 0.0071085 | 0.032235 | 0.0069781 | 0.50687 | 0.0069781 | 0.0069781 | 0 | 0.023708 | 0.060141 | 0.059681 | 0.019514 | 0.0098657 | 0.020978 | 0.2313 | 0.2859 | 0.5394 | 0.12756 | 0.0099294 | 0.0099294 | 0.0099294 | 0.014894 | 0.0069816 | 0.014894 | 0.01539 | 0.0069781 | 0.01113 | 0.010883 | 0.32759 | 0.024493 | 0.024821 | 0.024821 | 0.024493 | 0.024963 | 0.10262 | 0.02975 | 0.054819 | 0.013612 | 0.0054612 | 0.017375 | 0.20599 | 0.00050688 | 0.0032457 | 0.00099294 | 0.0075156 | 0.00099294 | 0.000999 | 0.00051366 | 0.27928 | 0.032573 | 0.50687 | 0.50687 | 0.27782 | 0.042213 | 0 | 0.023708 | 0.045464 | 0.044996 | 0.019514 | 0.0098657 | 0.020978 | 0.2313 | 0.2859 | 0.5394 | 0.12756 | 0.0099294 | 0.0099294 | 0.0099294 | 0.015651 | 0.016164 | 0.015651 | 0.016164 | 0.015651 | 0.01113 | 0.010883 | 0.32759 |  | 0.024821 | 0.024821 |  | 0.024963 |  | 0.50975 | 0.010659 | 0.00050681 | 0.0027775 | 0.008925 | 0.015094 | 0.00051025 | 0.09951 | 0.000505 | 0.0095654 | 0.00054659 | 0.0005005 | 0.51366 | 0.51698 | 0.010598 | 0.0075156 | 0.0075156 | 0.0069695 | 0.50687 | 0 | 0.50687 | 0.011205 | 0.011205 | 0.01025 | 0.0099294 | 0.0060375 | 0.6165 | 0.644 | 0.77169 | 0.56425 | 0.0054659 | 0.0054659 | 0.000505 | 0.5075 | 0.50775 | 0.5075 | 0.50775 | 0.5075 | 0.0069816 | 0.0069781 | 0.665 | 0.5125 | 0.5125 | 0.5125 | 0.010506 | 1 | 0.011326 | 0.034606 | 0.14052 | 0.00050681 | 0.0057603 | 0.00050875 | 0.00060375 | 0.00051025 | 0.0005005 | 0.0012976 | 0.54659 | 0.0010473 | 0.00099898 | 0.51366 | 0.00051698 | 0.033608 | 0.00050688 | 0.00050688 | 0.013652 |  | 0 | 0.027362 | 0.00051025 | 0.00051025 | 0.062625 | 0.0099294 | 0.011535 | 0.23581 | 0.29135 | 0.54924 | 0.13027 | 0.010695 | 0.010695 | 0.010473 | 0.15851 | 0.16502 | 0.15851 | 0.16377 | 0.15851 | 0.015389 | 0.014893 | 0.34198 | 0.026393 | 0.027023 | 0.027023 | 0.026007 | 0.024736 | 0.10787 | 0.02975 | 0.069491 | 0.013598 | 0.0054612 | 0.017375 | 0.20599 | 0.0015143 | 0.00098973 | 0.00099294 | 0.10045 | 0.00099294 | 0.000999 | 0.00051366 | 0.0071085 | 0.032235 | 0.0069781 | 0.50687 | 0.0069781 | 0.0069781 | 0 | 0.023708 | 0.060141 | 0.059681 | 0.019514 | 0.0098657 | 0.020978 | 0.2313 | 0.2859 | 0.5394 | 0.12756 | 0.0099294 | 0.0099294 | 0.0099294 | 0.015651 | 0.50775 | 0.015651 | 0.016164 | 0.5075 | 0.01113 | 0.010883 | 0.32759 | 0.024493 | 0.024821 | 0.024821 | 0.024493 | 0.024963 | 0.10262 | 0.02975 | 0.068149 | 0.013605 | 0.0054612 | 0.017375 | 0.20599 | 0.00098973 | 0.0034859 | 0.00099294 | 0.091951 | 0.00099294 | 0.000999 | 0.026983 | 0.041736 | 0.032335 | 0.013609 | 0.013609 | 0.047381 | 0.040884 | 0 | 0.027268 | 0.055794 | 0.055331 | 0.019514 | 0.0098657 | 0.020978 | 0.2313 | 0.2859 | 0.5394 | 0.12756 | 0.0099294 | 0.0099294 | 0.0099294 | 0.014894 | 0.01539 | 0.014894 | 0.01539 | 0.014894 | 0.015279 | 0.014789 | 0.32759 | 0.091793 | 0.024821 | 0.024821 | 0.066659 | 0.024963 | 0.14958 | 0.029771 | 0.067841 | 0.013605 | 0.0054262 | 0.017239 | 0.2034 | 0.00098657 | 0.0039825 | 0.00098657 | 0.091393 | 0.00098657 | 0.00099901 | 0.027271 | 0.047526 | 0.032341 | 0.025636 | 0.013385 | 0.013574 | 0.013574 | 0 | 0.02727 | 0.055539 | 0.055079 | 0.019516 | 0.0098657 | 0.020879 | 0.22838 | 0.28227 | 0.53248 | 0.12599 | 0.0098657 | 0.0098657 | 0.0098657 | 0.029186 | 0.029932 | 0.029186 | 0.029932 | 0.029186 | 0.015281 | 0.014791 | 0.32342 | 0.093441 | 0.024587 | 0.024587 | 0.068503 | 0.024963 | 0.15191 | 0.029771 | 0.067841 | 0.013605 | 0.0054261 | 0.017239 | 0.20339 | 0.00098657 | 0.0039804 | 0.00098657 | 0.091392 | 0.00098657 | 0.00099901 | 0.048125 | 0.041698 | 0.032341 | 0.013548 | 0.048071 | 0.013548 | 0.013548 | 0 | 0.02702 | 0.055539 | 0.055079 | 0.019516 | 0.0098657 | 0.020879 | 0.22838 | 0.28227 | 0.53247 | 0.12599 | 0.0098657 | 0.0098657 | 0.0098657 | 0.014789 | 0.015279 | 0.014789 | 0.015279 | 0.014789 | 0.014989 | 0.014516 | 0.32342 | 0.091555 | 0.024587 | 0.024587 | 0.066527 | 0.024963 | 0.14946 | 0.039034 | 0.017866 | 0.013605 | 0.0054261 | 0.033257 | 0.25924 | 0.00098654 | 0.00099901 | 0.00098657 | 0.091392 | 0.0020439 | 0.00099848 | 0.027271 | 0.041232 | 0.032905 | 0.013565 | 0.013565 | 0.027221 | 0.013548 | 0 | 0.027268 | 0.031056 | 0.031056 | 0.019516 | 0.0098657 | 0.027584 | 0.22838 | 0.28227 | 0.53247 | 0.12599 | 0.025475 | 0.025475 | 0.0098657 | 0.035779 | 0.043019 | 0.035779 | 0.036522 | 0.035779 | 0.015279 | 0.014789 | 0.32342 | 0.069506 | 0.024587 | 0.024587 | 0.055028 | 0.041365 | 0.13901 | 0.029771 | 0.067841 | 0.013605 | 0.0054261 | 0.017239 | 0.20339 | 0.00098657 | 0.0034716 | 0.00098657 | 0.091392 | 0.00098657 | 0.00099901 | 0.027271 | 0.034946 | 0.032341 | 0.070417 | 0.035999 | 0.047258 | 0.047258 | 0 | 0.027107 | 0.055539 | 0.055079 | 0.019516 | 0.0098657 | 0.020879 | 0.22838 | 0.28227 | 0.53247 | 0.12599 | 0.0098657 | 0.0098657 | 0.0098657 | 0.014789 | 0.015279 | 0.014789 | 0.015279 | 0.014789 | 0.015091 | 0.014612 | 0.32342 | 0.089371 | 0.024587 | 0.024587 | 0.064239 | 0.024963 | 0.14662 | 0.088335 | 0.071464 |  | Turbine 2 | 0.076764 | 0.15054 | 0.20854 | 0.1816 | 0.090127 | 0.051109 | 0.057441 | 0.030608 | 0.067176 | 0.057517
2: offshore joints | 0.02975 | 0.069491 | 0.013598 | 0.0054612 | 0.017375 | 0.20599 | 0.0015143 | 0.00098973 | 0.00099294 | 0.10045 | 0.00099294 | 0.000999 | 0.51366 | 0.0071085 | 0.032235 | 0.0069781 | 0.50687 | 0.0069781 | 0.0069781 | 0 | 0.023708 | 0.060141 | 0.059681 | 0.019514 | 0.0098657 | 0.020978 | 0.2313 | 0.2859 | 0.5394 | 0.12756 | 0.0099294 | 0.0099294 | 0.0099294 | 0.014894 | 0.0069816 | 0.014894 | 0.01539 | 0.0069781 | 0.01113 | 0.010883 | 0.32759 | 0.024493 | 0.024821 | 0.024821 | 0.024493 | 0.024963 | 0.10262 | 0.02975 | 0.054819 | 0.013612 | 0.0054612 | 0.017375 | 0.20599 | 0.00050688 | 0.0032457 | 0.00099294 | 0.0075156 | 0.00099294 | 0.000999 | 0.00051366 | 0.27928 | 0.032573 | 0.50687 | 0.50687 | 0.27782 | 0.042213 | 0 | 0.023708 | 0.045464 | 0.044996 | 0.019514 | 0.0098657 | 0.020978 | 0.2313 | 0.2859 | 0.5394 | 0.12756 | 0.0099294 | 0.0099294 | 0.0099294 | 0.015651 | 0.016164 | 0.015651 | 0.016164 | 0.015651 | 0.01113 | 0.010883 | 0.32759 |  | 0.024821 | 0.024821 |  | 0.024963 |  | 0.50975 | 0.010659 | 0.00050681 | 0.0027775 | 0.008925 | 0.063394 | 0.00051025 | 0.09951 | 0.000505 | 0.0095654 | 0.00054659 | 0.0005005 | 0.51366 | 0.51698 | 0.010598 | 0.0075156 | 0.0075156 | 0.0069695 | 0.50687 | 0 | 0.50687 | 0.011205 | 0.011205 | 0.01105 | 0.0099294 | 0.0060375 | 0.6165 | 0.644 | 0.77169 | 0.56425 | 0.0054659 | 0.0054659 | 0.000505 | 0.5075 | 0.50775 | 0.5075 | 0.50775 | 0.5075 | 0.0069816 | 0.0069781 | 0.665 | 0.5125 | 0.5125 | 0.5125 | 0.010506 | 0.5125 | 1 | 0.034606 | 0.14052 | 0.00050681 | 0.0057603 | 0.00050875 | 0.00060375 | 0.00051025 | 0.0005005 | 0.0012976 | 0.54659 | 0.0010473 | 0.00099898 | 0.51366 | 0.00051698 | 0.033608 | 0.00050688 | 0.00050688 | 0.013652 |  | 0 | 0.027362 | 0.00051025 | 0.00051025 | 0.062625 | 0.0099294 | 0.011535 | 0.23581 | 0.29135 | 0.54924 | 0.13027 | 0.010695 | 0.010695 | 0.010473 | 0.15851 | 0.16502 | 0.15851 | 0.16377 | 0.15851 | 0.015389 | 0.014893 | 0.34198 | 0.026393 | 0.027023 | 0.027023 | 0.026007 | 0.024736 | 0.10787 | 0.02975 | 0.069491 | 0.013598 | 0.0054612 | 0.017375 | 0.20599 | 0.0015143 | 0.00098973 | 0.00099294 | 0.10045 | 0.00099294 | 0.000999 | 0.00051366 | 0.0071085 | 0.032235 | 0.0069781 | 0.50687 | 0.0069781 | 0.0069781 | 0 | 0.023708 | 0.060141 | 0.059681 | 0.019514 | 0.0098657 | 0.020978 | 0.2313 | 0.2859 | 0.5394 | 0.12756 | 0.0099294 | 0.0099294 | 0.0099294 | 0.015651 | 0.50775 | 0.015651 | 0.016164 | 0.5075 | 0.01113 | 0.010883 | 0.32759 | 0.024493 | 0.024821 | 0.024821 | 0.024493 | 0.024963 | 0.10262 | 0.02975 | 0.068149 | 0.013605 | 0.0054612 | 0.017375 | 0.20599 | 0.00098973 | 0.0034859 | 0.00099294 | 0.091951 | 0.00099294 | 0.000999 | 0.026983 | 0.041736 | 0.032335 | 0.013609 | 0.013609 | 0.047381 | 0.040884 | 0 | 0.027268 | 0.055794 | 0.055331 | 0.019514 | 0.0098657 | 0.020978 | 0.2313 | 0.2859 | 0.5394 | 0.12756 | 0.0099294 | 0.0099294 | 0.0099294 | 0.014894 | 0.01539 | 0.014894 | 0.01539 | 0.014894 | 0.015279 | 0.014789 | 0.32759 | 0.091793 | 0.024821 | 0.024821 | 0.066659 | 0.024963 | 0.14958 | 0.029771 | 0.067841 | 0.013605 | 0.0054262 | 0.017239 | 0.2034 | 0.00098657 | 0.0039825 | 0.00098657 | 0.091393 | 0.00098657 | 0.00099901 | 0.027271 | 0.047526 | 0.032341 | 0.025636 | 0.013385 | 0.013574 | 0.013574 | 0 | 0.02727 | 0.055539 | 0.055079 | 0.019516 | 0.0098657 | 0.020879 | 0.22838 | 0.28227 | 0.53248 | 0.12599 | 0.0098657 | 0.0098657 | 0.0098657 | 0.029186 | 0.029932 | 0.029186 | 0.029932 | 0.029186 | 0.015281 | 0.014791 | 0.32342 | 0.093441 | 0.024587 | 0.024587 | 0.068503 | 0.024963 | 0.15191 | 0.029771 | 0.067841 | 0.013605 | 0.0054261 | 0.017239 | 0.20339 | 0.00098657 | 0.0039804 | 0.00098657 | 0.091392 | 0.00098657 | 0.00099901 | 0.048125 | 0.041698 | 0.032341 | 0.013548 | 0.048071 | 0.013548 | 0.013548 | 0 | 0.02702 | 0.055539 | 0.055079 | 0.019516 | 0.0098657 | 0.020879 | 0.22838 | 0.28227 | 0.53247 | 0.12599 | 0.0098657 | 0.0098657 | 0.0098657 | 0.014789 | 0.015279 | 0.014789 | 0.015279 | 0.014789 | 0.014989 | 0.014516 | 0.32342 | 0.091555 | 0.024587 | 0.024587 | 0.066527 | 0.024963 | 0.14946 | 0.039034 | 0.017866 | 0.013605 | 0.0054261 | 0.033257 | 0.25924 | 0.00098654 | 0.00099901 | 0.00098657 | 0.091392 | 0.0020439 | 0.00099848 | 0.027271 | 0.041232 | 0.032905 | 0.013565 | 0.013565 | 0.027221 | 0.013548 | 0 | 0.027268 | 0.031056 | 0.031056 | 0.019516 | 0.0098657 | 0.027584 | 0.22838 | 0.28227 | 0.53247 | 0.12599 | 0.025475 | 0.025475 | 0.0098657 | 0.035779 | 0.043019 | 0.035779 | 0.036522 | 0.035779 | 0.015279 | 0.014789 | 0.32342 | 0.069506 | 0.024587 | 0.024587 | 0.055028 | 0.041365 | 0.13901 | 0.029771 | 0.067841 | 0.013605 | 0.0054261 | 0.017239 | 0.20339 | 0.00098657 | 0.0034716 | 0.00098657 | 0.091392 | 0.00098657 | 0.00099901 | 0.027271 | 0.034946 | 0.032341 | 0.070417 | 0.035999 | 0.047258 | 0.047258 | 0 | 0.027107 | 0.055539 | 0.055079 | 0.019516 | 0.0098657 | 0.020879 | 0.22838 | 0.28227 | 0.53247 | 0.12599 | 0.0098657 | 0.0098657 | 0.0098657 | 0.014789 | 0.015279 | 0.014789 | 0.015279 | 0.014789 | 0.015091 | 0.014612 | 0.32342 | 0.089371 | 0.024587 | 0.024587 | 0.064239 | 0.024963 | 0.14662 | 0.089516 | 0.1798 |  | Turbine 3 | 0.055686 | 0.076764 | 0.15054 | 0.20854 | 0.1816 | 0.090127 | 0.048794 | 0.028654 | 0.068146 | 0.057137
3: Incorrect turbine operation | 0.038495 | 0.017862 | 0.013605 | 0.0054261 | 0.026632 | 0.25402 | 0.00098973 | 0.00099901 | 0.00098657 | 0.091951 | 0.000916 | 0.00099904 | 0.026983 | 0.041255 | 0.032904 | 0.013609 | 0.013609 | 0.013564 | 0.013548 | 0 | 0.027268 | 0.031113 | 0.031113 | 0.019516 | 0.0098657 | 0.025167 | 0.22838 | 0.28226 | 0.53247 | 0.12599 | 0.020212 | 0.020212 | 0.0098657 | 0.029116 | 0.036468 | 0.029116 | 0.02986 | 0.029116 | 0.015279 | 0.014789 | 0.32341 | 0.069565 | 0.024587 | 0.024587 | 0.055062 | 0.04086 | 0.13905 | 0.02975 | 0.069491 | 0.013598 | 0.0054612 | 0.017375 | 0.20599 | 0.0015143 | 0.00098973 | 0.00099294 | 0.10045 | 0.00099294 | 0.000999 | 0.51366 | 0.0071085 | 0.032235 | 0.0069781 | 0.50687 | 0.0069781 | 0.0069781 | 0 | 0.023708 | 0.060141 | 0.059681 | 0.019514 | 0.0098657 | 0.020978 | 0.2313 | 0.2859 | 0.5394 | 0.12756 | 0.0099294 | 0.0099294 | 0.0099294 | 0.014894 | 0.0069816 | 0.014894 | 0.01539 | 0.0069781 | 0.01113 | 0.010883 | 0.32759 | 0.024493 | 0.024821 | 0.024821 | 0.024493 | 0.024963 | 0.10262 | 0.03889 | 0.018532 | 0.013612 | 0.0054612 | 0.019602 | 0.22225 | 0.00050688 | 0.00099925 | 0.00099294 | 0.0075156 | 0.0011109 | 0.00099895 | 0.00051366 | 0.037821 | 0.033101 | 0.0069695 | 0.0069695 | 0.013609 |  | 0 | 0.027316 | 0.022548 | 0.022548 | 0.019514 | 0.0098657 | 0.022072 | 0.2313 | 0.2859 | 0.5394 | 0.12756 | 0.013781 | 0.013781 | 0.0099294 | 0.019133 | 0.023104 | 0.019133 | 0.019646 | 0.019133 | 0.015335 | 0.014842 | 0.32759 | 0.060511 | 0.024821 | 0.024821 | 0.049815 | 0.036783 | 0.1339 | 1 | 0.0099401 | 0.00050681 | 0.037463 | 0.0089206 | 0.011773 | 0.00051025 | 0.000505 | 0.000505 | 0.0095654 | 0.00054659 | 0.0005005 | 0.51366 | 0.51698 | 0.010598 | 0.0075156 | 0.0075156 | 0.50688 | 0.50687 | 0 | 0.50687 | 0.011205 | 0.011205 | 0.01025 | 0.0099294 | 0.47823 | 0.012022 | 0.012558 | 0.015048 | 0.011003 | 0.0050975 | 0.505 | 0.0027775 | 0.0027912 | 0.0027926 | 0.0027912 | 0.0027926 | 0.0027912 | 0.0069816 | 0.0069781 | 0.0036575 | 0.5125 | 0.0028187 | 0.0028187 | 0.010506 | 0.5125 | 0.011326 | 0.043638 | 0.018532 | 0.00050681 | 0.0057603 | 0.00050875 | 0.00060375 | 0.00051025 | 0.0005005 | 0.0012976 | 0.0075156 | 0.0011325 | 0.00099893 | 0.51366 | 0.00051698 | 0.033608 | 0.00050688 | 0.00050688 | 0.013652 | 0.25784 | 0 | 0.027362 | 0.00051025 | 0.00051025 | 0.062625 | 0.0099294 | 0.011535 | 0.23581 | 0.29135 | 0.54924 | 0.13027 | 0.011539 | 0.011539 | 0.010473 | 0.15851 | 0.16502 | 0.15851 | 0.16377 | 0.15851 | 0.015389 | 0.014893 | 0.34198 | 0.026393 | 0.027023 | 0.027023 | 0.026007 | 0.024736 | 0.10787 | 0.02975 | 0.069491 | 0.013598 | 0.0054612 | 0.017375 | 0.20599 | 0.0015143 | 0.00098973 | 0.00099294 | 0.10045 | 0.00099294 | 0.000999 | 0.00051366 | 0.0071085 | 0.032235 | 0.0069781 | 0.50688 | 0.0069781 | 0.0069781 | 0 | 0.023708 | 0.060141 | 0.059681 | 0.019514 | 0.0098657 | 0.020978 | 0.2313 | 0.2859 | 0.5394 | 0.12756 | 0.0099294 | 0.0099294 | 0.0099294 | 0.015651 | 0.50775 | 0.015651 | 0.016164 | 0.5075 | 0.01113 | 0.010883 | 0.32759 | 0.024493 | 0.024821 | 0.024821 | 0.024493 | 0.024963 | 0.10262 | 0.02975 | 0.068149 | 0.013605 | 0.0054612 | 0.017375 | 0.20599 | 0.00098973 | 0.0034859 | 0.00099294 | 0.091951 | 0.00099294 | 0.000999 | 0.026983 | 0.041736 | 0.032335 | 0.013609 | 0.013609 | 0.047381 | 0.040884 | 0 | 0.027268 | 0.055794 | 0.055331 | 0.019514 | 0.0098657 | 0.020978 | 0.2313 | 0.2859 | 0.5394 | 0.12756 | 0.0099294 | 0.0099294 | 0.0099294 | 0.014894 | 0.01539 | 0.014894 | 0.01539 | 0.014894 | 0.015279 | 0.014789 | 0.32759 | 0.091793 | 0.024821 | 0.024821 | 0.066659 | 0.024963 | 0.14958 | 0.029771 | 0.067841 | 0.013605 | 0.0054262 | 0.017239 | 0.2034 | 0.00098657 | 0.0039825 | 0.00098657 | 0.091393 | 0.00098657 | 0.00099901 | 0.027271 | 0.047526 | 0.032341 | 0.025636 | 0.013385 | 0.013574 | 0.013574 | 0 | 0.02727 | 0.055539 | 0.055079 | 0.019516 | 0.0098657 | 0.020879 | 0.22838 | 0.28227 | 0.53248 | 0.12599 | 0.0098657 | 0.0098657 | 0.0098657 | 0.029186 | 0.029932 | 0.029186 | 0.029932 | 0.029186 | 0.015281 | 0.014791 | 0.32342 | 0.093441 | 0.024587 | 0.024587 | 0.068503 | 0.024963 | 0.15191 | 0.029771 | 0.067841 | 0.013605 | 0.0054261 | 0.017239 | 0.20339 | 0.00098657 | 0.0039804 | 0.00098657 | 0.091392 | 0.00098657 | 0.00099901 | 0.048125 | 0.041698 | 0.032341 | 0.013548 | 0.048071 | 0.013548 | 0.013548 | 0 | 0.02702 | 0.055539 | 0.055079 | 0.019516 | 0.0098657 | 0.020879 | 0.22838 | 0.28227 | 0.53247 | 0.12599 | 0.0098657 | 0.0098657 | 0.0098657 | 0.014789 | 0.015279 | 0.014789 | 0.015279 | 0.014789 | 0.014989 | 0.014516 | 0.32342 | 0.091555 | 0.024587 | 0.024587 | 0.066527 | 0.024963 | 0.14946 | 0.039034 | 0.017866 | 0.013605 | 0.0054261 | 0.033257 | 0.25924 | 0.00098654 | 0.00099901 | 0.00098657 | 0.091392 | 0.0020439 | 0.00099848 | 0.027271 | 0.041232 | 0.032905 | 0.013565 | 0.013565 | 0.027221 | 0.013548 | 0 | 0.027268 | 0.031056 | 0.031056 | 0.019516 | 0.0098657 | 0.027584 | 0.22838 | 0.28227 | 0.53247 | 0.12599 | 0.025475 | 0.025475 | 0.0098657 | 0.035779 | 0.043019 | 0.035779 | 0.036522 | 0.035779 | 0.015279 | 0.014789 | 0.32342 | 0.069506 | 0.024587 | 0.024587 | 0.055028 | 0.041365 | 0.13901 | 0.072569 | 0.068715 |  | Turbine 4 | 0.057518 | 0.055686 | 0.076764 | 0.15054 | 0.20854 | 0.1816 | 0.090127 | 0.02652 | 0.063333 | 0.056949
3: Increased turbine loads | 0.02975 |  | 0.013605 | 0.0054612 | 0.017375 | 0.20599 | 0.00098973 |  | 0.00099294 | 0.091951 | 0.00099294 | 0.000999 | 0.026983 | 0.041736 | 0.032335 | 0.013609 | 0.013609 | 0.013548 | 0.013548 | 0 | 0.027268 | 0.055794 | 0.055331 | 0.019514 | 0.0098657 | 0.020978 | 0.2313 | 0.2859 | 0.5394 | 0.12756 | 0.0099294 | 0.0099294 | 0.0099294 | 0.014894 | 0.01539 | 0.014894 | 0.01539 | 0.014894 | 0.015279 | 0.014789 | 0.32759 |  | 0.024821 | 0.024821 |  | 0.024963 |  |  |  | 0.013598 | 0.0054612 | 0.017375 | 0.20599 | 0.0015143 | 0.00098973 | 0.00099294 | 0.10045 | 0.00099294 | 0.000999 | 0.00051366 | 0.033549 | 0.010598 | 0.0069781 | 0.020996 | 0.0069781 | 0.0069781 | 0 |  |  |  | 0.019514 | 0.0098657 |  | 0.2313 | 0.2859 | 0.5394 | 0.12756 | 0.0099294 | 0.0099294 | 0.0099294 | 0.015651 | 0.019347 | 0.015651 | 0.016164 | 0.018836 | 0.015217 | 0.014731 | 0.32759 | 0.024185 | 0.024821 | 0.024821 | 0.024185 | 0.024963 | 0.10038 | 0.025187 | 0.010659 | 0.00050681 |  | 0.50875 | 0.60375 | 0.00050688 | 0.0005005 |  | 0.0075156 | 0.00054659 | 0.00099923 | 0.0070628 | 0.51698 | 0.021873 | 0.0069695 | 0.0069695 | 0.013609 |  | 0 | 0.027316 | 0.51025 | 0.51025 | 0.50161 | 0.0099294 | 0.22307 |  |  |  |  | 0.062136 | 0.062136 | 0.010746 | 0.02058 | 0.024609 | 0.02058 | 0.021149 | 0.02058 | 0.015335 | 0.014842 |  |  |  |  | 0.36486 | 0.27401 | 0.44721 | 0.0099401 | 1 | 0.00050681 | 0.50275 | 0.50875 | 0.011773 | 0.1411 | 0.000505 | 0.000505 | 0.54659 | 0.0005005 | 0.0005005 | 0.00051366 | 0.00051698 | 0.010598 | 0.50687 | 0.50688 | 0.50687 | 0.50687 | 0 | 0.50687 | 0.51025 | 0.51025 | 0.01025 | 0.0099294 | 0.0060375 | 0.012022 | 0.012558 | 0.015048 | 0.011003 | 0.0050975 | 0.505 | 0.0027775 | 0.0027912 | 0.0027926 | 0.0027912 | 0.0027926 | 0.0027912 | 0.0069816 | 0.0069781 | 0.0036575 | 0.5125 | 0.0028188 | 0.0028188 | 0.5125 | 0.0005125 | 0.5525 | 0.025187 | 0.010659 | 0.00050681 |  | 0.50875 | 0.60375 | 0.00051025 | 0.0005005 |  | 0.0075156 | 0.00054659 | 0.00099923 | 0.0070628 | 0.51698 | 0.021873 | 0.0069695 | 0.0069695 | 0.013609 |  | 0 | 0.027316 | 0.51025 | 0.51025 | 0.50161 | 0.0099294 | 0.22307 |  |  |  |  | 0.062136 | 0.062136 | 0.010746 | 0.02058 | 0.024609 | 0.02058 | 0.021149 | 0.02058 | 0.015335 | 0.014842 |  |  |  |  | 0.36486 | 0.27401 | 0.44721 |  |  | 0.013598 | 0.0054612 | 0.017375 | 0.20599 | 0.0015143 | 0.00098973 | 0.00099294 | 0.10045 | 0.00099294 | 0.000999 | 0.00051366 | 0.033549 | 0.010598 | 0.0069781 | 0.020996 | 0.0069781 | 0.0069781 | 0 |  |  |  | 0.019514 | 0.0098657 |  | 0.2313 | 0.2859 | 0.5394 | 0.12756 | 0.0099294 | 0.0099294 | 0.0099294 | 0.015651 | 0.019347 | 0.015651 | 0.016164 | 0.018836 | 0.015217 | 0.014731 | 0.32759 | 0.024185 | 0.024821 | 0.024821 | 0.024185 | 0.024963 | 0.10038 | 0.02975 |  | 0.013605 | 0.0054612 | 0.017375 | 0.20599 | 0.00098973 |  | 0.00099294 | 0.091951 | 0.00099294 | 0.000999 | 0.026983 | 0.041736 | 0.032335 | 0.013609 | 0.013609 | 0.013548 | 0.013548 | 0 | 0.027268 | 0.055794 | 0.055331 | 0.019514 | 0.0098657 | 0.020978 | 0.2313 | 0.2859 | 0.5394 | 0.12756 | 0.0099294 | 0.0099294 | 0.0099294 | 0.014894 | 0.01539 | 0.014894 | 0.01539 | 0.014894 | 0.015279 | 0.014789 | 0.32759 |  | 0.024821 | 0.024821 |  | 0.024963 |  |  | 0.017866 | 0.013605 | 0.0054262 | 0.033253 | 0.25923 | 0.00098654 | 0.00099901 | 0.00098657 | 0.091392 | 0.0020436 | 0.00099848 | 0.027271 | 0.041232 | 0.032905 | 0.013565 | 0.013565 | 0.027194 | 0.013549 | 0 | 0.027268 | 0.031056 | 0.031056 | 0.019516 | 0.0098657 |  | 0.22838 | 0.28227 | 0.53248 | 0.12599 | 0.025472 | 0.025472 | 0.0098657 | 0.035776 | 0.043015 | 0.035776 | 0.036519 | 0.035776 | 0.015279 | 0.014789 | 0.32342 |  | 0.024587 | 0.024587 | 0.055028 | 0.041364 | 0.13901 | 0.029771 | 0.068142 | 0.013605 | 0.0054261 | 0.017239 | 0.20339 | 0.00098657 | 0.0038487 | 0.00098657 | 0.091392 | 0.00098657 | 0.00099901 | 0.027271 | 0.041698 | 0.032341 | 0.013548 |  | 0.013548 | 0.013548 | 0 | 0.020137 | 0.055539 | 0.055079 | 0.019516 | 0.0098657 | 0.020879 | 0.22838 | 0.28227 | 0.53247 | 0.12599 | 0.0098657 | 0.0098657 | 0.0098657 | 0.014789 | 0.015279 | 0.014789 | 0.015279 | 0.014789 | 0.0069816 | 0.0069781 | 0.32342 |  | 0.024587 | 0.024587 |  | 0.024963 |  | 0.029771 |  | 0.013605 | 0.0054261 | 0.017239 | 0.20339 | 0.00098654 |  | 0.00098657 | 0.091392 | 0.00098657 | 0.00099901 | 0.027271 | 0.04171 | 0.032341 | 0.013565 | 0.013565 | 0.013548 | 0.013548 | 0 | 0.027268 | 0.055539 | 0.055079 | 0.019516 | 0.0098657 | 0.020879 | 0.22838 | 0.28227 | 0.53247 | 0.12599 | 0.0098657 | 0.0098657 | 0.0098657 | 0.014789 | 0.015279 | 0.014789 | 0.015279 | 0.014789 | 0.015279 | 0.014789 | 0.32342 |  | 0.024587 | 0.024587 |  | 0.024963 |  | 0.085565 | 0.076575 |  | Turbine 5 | 0.056813 | 0.057518 | 0.055686 | 0.076764 | 0.14113 | 0.20854 | 0.1816 | 0.060764 | 0.072691 | 0.057476
3: Vessel or Aircraft Collision | 0.02975 | 0.068236 | 0.013605 | 0.0054612 | 0.017375 | 0.20599 | 0.00099294 | 0.0034875 | 0.00099294 | 0.092507 | 0.00099294 | 0.000999 | 0.00051366 | 0.041709 | 0.032334 | 0.013559 | 0.013559 | 0.048749 | 0.042213 | 0 | 0.027268 | 0.055862 | 0.055399 | 0.019514 | 0.0098657 | 0.020978 | 0.2313 | 0.2859 | 0.5394 | 0.12756 | 0.0099294 | 0.0099294 | 0.0099294 | 0.015651 | 0.016164 | 0.015651 | 0.016164 | 0.015651 | 0.015279 | 0.01479 | 0.32759 | 0.091845 | 0.024821 | 0.024821 | 0.066682 | 0.024963 | 0.1496 | 0.50975 | 0.50975 | 0.00050681 | 0.0027875 | 0.0069317 | 0.0082261 | 0.00050681 | 0.5005 | 0.00050681 | 0.0074473 | 0.00050681 | 0.0005005 | 0.51366 | 0.51698 | 0.021873 | 0.50687 | 0.50688 | 0.026433 | 0.026433 | 0 | 0.023708 | 0.51025 | 0.51025 | 0.019684 | 0.0099294 | 0.47823 | 0.0083998 | 0.0087745 | 0.010514 | 0.0076879 | 0.0050681 | 0.0050681 | 0.0050681 | 0.0069147 | 0.0069181 | 0.0069147 | 0.0069181 | 0.0069147 | 0.01113 | 0.010883 | 0.0090606 | 0.44068 | 0.0069828 | 0.0069828 | 0.36486 | 0.0005125 | 0.44721 | 0.50975 | 0.50975 | 0.00050681 | 0.0027875 | 0.0069317 | 0.0082261 | 0.00050681 | 0.5005 | 0.00050681 | 0.0074473 | 0.00050681 | 0.0005005 | 0.51366 | 0.51698 | 0.021873 | 0.50687 | 0.50688 | 0.026433 | 0.026433 | 0 | 0.023708 | 0.51025 | 0.51025 | 0.019684 | 0.0099294 | 0.47823 | 0.0083998 | 0.0087745 | 0.010514 | 0.0076879 | 0.0050681 | 0.0050681 | 0.0050681 | 0.0069147 | 0.0069181 | 0.0069147 | 0.0069181 | 0.0069147 | 0.01113 | 0.010883 | 0.0090606 | 0.44068 | 0.0069828 | 0.0069828 | 0.36486 | 0.0005125 | 0.44721 | 0.50975 | 0.50975 | 1 | 0.0027875 | 0.0069317 | 0.0082261 | 0.00050681 | 0.5005 | 0.00050681 | 0.0074473 | 0.00050681 | 0.0005005 | 0.51366 | 0.51698 | 0.021873 | 0.50687 | 0.50688 | 0.026433 | 0.026433 | 0 | 0.023708 | 0.51025 | 0.51025 | 0.019684 | 0.0050681 | 0.505 | 0.0083998 | 0.0087745 | 0.010514 | 0.0076879 | 0.0050681 | 0.0050681 | 0.0050681 | 0.0069147 | 0.0069181 | 0.0069147 | 0.0069181 | 0.0069147 | 0.01113 | 0.010883 | 0.0090606 | 0.44068 | 0.0069828 | 0.0069828 | 0.36486 | 0.0005125 | 0.44721 | 0.50975 | 0.50975 | 0.00050681 | 0.0027875 | 0.0069317 | 0.0082261 | 0.00050681 | 0.5005 | 0.00050681 | 0.0074473 | 0.00050681 | 0.0005005 | 0.51366 | 0.51698 | 0.021873 | 0.50687 | 0.50688 | 0.026433 | 0.026433 | 0 | 0.023708 | 0.51025 | 0.51025 | 0.019684 | 0.0099294 | 0.47823 | 0.0083998 | 0.0087745 | 0.010514 | 0.0076879 | 0.0050681 | 0.0050681 | 0.0050681 | 0.0069147 | 0.0069181 | 0.0069147 | 0.0069181 | 0.0069147 | 0.01113 | 0.010883 | 0.0090606 | 0.44068 | 0.0069828 | 0.0069828 | 0.36486 | 0.0005125 | 0.44721 | 0.50975 | 0.50975 | 0.00050681 | 0.0027875 | 0.0069317 | 0.0082261 | 0.00050681 | 0.5005 | 0.00050681 | 0.0074473 | 0.00050681 | 0.0005005 | 0.51366 | 0.51698 | 0.021873 | 0.50687 | 0.50688 | 0.026433 | 0.026433 | 0 | 0.023708 | 0.51025 | 0.51025 | 0.019684 | 0.0099294 | 0.47823 | 0.0083998 | 0.0087745 | 0.010514 | 0.0076879 | 0.0050681 | 0.0050681 | 0.0050681 | 0.0069147 | 0.0069181 | 0.0069147 | 0.0069181 | 0.0069147 | 0.01113 | 0.010883 | 0.0090606 | 0.44068 | 0.0069828 | 0.0069828 | 0.36486 | 0.0005125 | 0.44721 | 0.02975 | 0.068236 | 0.013605 | 0.0054612 | 0.017375 | 0.20599 | 0.00099294 | 0.0034875 | 0.00099294 | 0.092507 | 0.00099294 | 0.000999 | 0.00051366 | 0.041709 | 0.032334 | 0.013559 | 0.013559 | 0.048749 | 0.042213 | 0 | 0.027268 | 0.055862 | 0.055399 | 0.019514 | 0.0098657 | 0.020978 | 0.2313 | 0.2859 | 0.5394 | 0.12756 | 0.0099294 | 0.0099294 | 0.0099294 | 0.015651 | 0.016164 | 0.015651 | 0.016164 | 0.015651 | 0.015279 | 0.01479 | 0.32759 | 0.091845 | 0.024821 | 0.024821 | 0.066682 | 0.024963 | 0.1496 | 0.02975 | 0.068236 | 0.013605 | 0.0054612 | 0.017375 | 0.20599 | 0.00099294 | 0.0034875 | 0.00099294 | 0.092507 | 0.00099294 | 0.000999 | 0.028786 | 0.034952 | 0.032334 | 0.056649 | 0.028632 | 0.040884 | 0.040884 | 0 | 0.02716 | 0.055862 | 0.055399 | 0.019514 | 0.0098657 | 0.020978 | 0.2313 | 0.2859 | 0.5394 | 0.12756 | 0.0099294 | 0.0099294 | 0.0099294 | 0.014894 | 0.01539 | 0.014894 | 0.01539 | 0.014894 | 0.015153 | 0.01467 | 0.32759 | 0.089661 | 0.024821 | 0.024821 | 0.064393 | 0.024963 | 0.14676 | 0.029771 | 0.067841 | 0.013605 | 0.0054261 | 0.017239 | 0.20339 | 0.00098657 | 0.0039804 | 0.00098657 | 0.091392 | 0.00098657 | 0.00099901 | 0.027271 | 0.041619 | 0.032341 | 0.013385 | 0.013385 | 0.013548 | 0.013548 | 0 | 0.02727 | 0.055539 | 0.055079 | 0.019516 | 0.0098657 | 0.020879 | 0.22838 | 0.28227 | 0.53247 | 0.12599 | 0.0098657 | 0.0098657 | 0.0098657 | 0.029189 | 0.029936 | 0.029189 | 0.029936 | 0.029189 | 0.015281 | 0.014791 | 0.32342 | 0.09153 | 0.024587 | 0.024587 | 0.066501 | 0.024963 | 0.14943 | 0.029771 | 0.067841 | 0.013605 | 0.0054261 | 0.017239 | 0.20339 | 0.00098657 | 0.0034716 | 0.00098657 | 0.091392 | 0.00098657 | 0.00099901 | 0.028776 | 0.034946 | 0.032341 | 0.056333 | 0.028504 | 0.040697 | 0.040697 | 0 | 0.027161 | 0.055539 | 0.055079 | 0.019516 | 0.0098657 | 0.020879 | 0.22838 | 0.28227 | 0.53247 | 0.12599 | 0.0098657 | 0.0098657 | 0.0098657 | 0.014789 | 0.015279 | 0.014789 | 0.015279 | 0.014789 | 0.015154 | 0.014671 | 0.32342 | 0.089371 | 0.024587 | 0.024587 | 0.064239 | 0.024963 | 0.14662 | 0.103 | 0.011487 |  | Turbine 6 | 0.057213 | 0.056813 | 0.057518 | 0.055686 | 0.076764 | 0.15054 | 0.20854 | 0.11095 | 0.14507 | 0.048794
3: Falling topside components | 0.02975 | 0.068236 | 0.013605 | 0.0054612 | 0.017375 | 0.20599 | 0.00099294 | 0.0039982 | 0.00099294 | 0.092507 | 0.00099294 | 0.000999 | 0.026983 | 0.041729 | 0.032334 | 0.0136 | 0.013609 | 0.0136 | 0.0136 | 0 | 0.027268 | 0.055862 | 0.055399 | 0.019514 | 0.0098657 | 0.020978 | 0.2313 | 0.2859 | 0.5394 | 0.12756 | 0.0099294 | 0.0099294 | 0.0099294 | 0.014894 | 0.01539 | 0.014894 | 0.01539 | 0.014894 | 0.015279 | 0.014789 | 0.32759 | 0.091852 | 0.024821 | 0.024821 | 0.066689 | 0.024963 | 0.14961 | 0.02975 | 0.069578 | 0.013598 | 0.0054612 | 0.017375 | 0.20599 | 0.001539 | 0.00098973 | 0.00099294 | 0.101 | 0.00099294 | 0.000999 | 0.00051366 | 0.033549 | 0.03201 | 0.0069781 | 0.021021 | 0.0069781 | 0.0069781 | 0 | 0.027215 | 0.069941 | 0.069491 | 0.019514 | 0.0098657 | 0.020978 | 0.2313 | 0.2859 | 0.5394 | 0.12756 | 0.0099294 | 0.0099294 | 0.0099294 | 0.015651 | 0.019651 | 0.015651 | 0.016164 | 0.019137 | 0.015217 | 0.01473 | 0.32759 | 0.024185 | 0.024821 | 0.024821 | 0.024185 | 0.024963 | 0.10038 | 0.025187 | 0.010659 | 0.00050681 | 0.14466 | 0.50875 | 0.60375 | 0.00050688 | 0.0005005 | 0.02655 | 0.0075156 | 0.00054659 | 0.00099923 | 0.0070628 | 0.51698 | 0.021873 | 0.0069695 | 0.0069695 | 0.0069695 | 0.47045 | 0 | 0.020137 | 0.51025 | 0.51025 |  | 0.0099294 | 0.22307 | 0.24129 | 0.2968 | 0.55457 | 0.13581 | 0.505 | 0.505 | 0.010746 | 0.5075 | 0.50775 | 0.5075 | 0.50775 | 0.5075 | 0.0069816 | 0.0069781 | 0.62755 | 0.44068 | 0.44131 | 0.44131 | 0.36486 | 0.27401 | 0.44721 | 0.015048 | 0.13837 | 0.00050681 | 1 | 0.14267 | 0.60375 | 0.1411 | 0.19656 | 0.09951 | 0.54659 | 0.0005005 | 0.0005005 | 0.51366 | 0.51698 | 0.010598 | 0.50688 | 0.0069781 | 0.50687 | 0.50687 | 0 | 0.50687 | 0.51025 | 0.51025 | 0.01025 | 0.0099294 | 0.47823 | 0.0033907 | 0.003542 | 0.0042443 | 0.0031034 | 0.0027775 | 0.0027775 | 0.0027775 | 0.0027912 | 0.0027926 | 0.0027912 | 0.0027926 | 0.0027912 | 0.0069816 | 0.0069781 | 0.0036575 | 0.5125 | 0.0028187 | 0.0028187 | 0.010506 | 0.010506 | 0.011326 | 0.025187 | 0.010659 | 0.00050681 | 0.14466 | 0.50875 | 0.60375 | 0.00050688 | 0.0005005 | 0.02655 | 0.0075156 | 0.00054659 | 0.00099923 | 0.0070628 | 0.51698 | 0.021873 | 0.0069695 | 0.0069695 | 0.0069695 | 0.47045 | 0 | 0.020137 | 0.51025 | 0.51025 |  | 0.0099294 | 0.22307 | 0.24129 | 0.2968 | 0.55457 | 0.13581 | 0.505 | 0.505 | 0.010746 | 0.5075 | 0.50775 | 0.5075 | 0.50775 | 0.5075 | 0.0069816 | 0.0069781 | 0.62755 | 0.44068 | 0.44131 | 0.44131 | 0.36486 | 0.27401 | 0.44721 | 0.02975 | 0.069578 | 0.013598 | 0.0054612 | 0.017375 | 0.20599 | 0.001539 | 0.00098973 | 0.00099294 | 0.101 | 0.00099294 | 0.000999 | 0.00051366 | 0.033549 | 0.03201 | 0.0069781 | 0.021021 | 0.0069781 | 0.0069781 | 0 | 0.027215 | 0.069941 | 0.069491 | 0.019514 | 0.0098657 | 0.020978 | 0.2313 | 0.2859 | 0.5394 | 0.12756 | 0.0099294 | 0.0099294 | 0.0099294 | 0.015651 | 0.019651 | 0.015651 | 0.016164 | 0.019137 | 0.015217 | 0.01473 | 0.32759 | 0.024185 | 0.024821 | 0.024821 | 0.024185 | 0.024963 | 0.10038 | 0.02975 | 0.068236 | 0.013605 | 0.0054612 | 0.017375 | 0.20599 | 0.00099294 | 0.0039982 | 0.00099294 | 0.092507 | 0.00099294 | 0.000999 | 0.026983 | 0.041729 | 0.032334 | 0.0136 | 0.013609 | 0.0136 | 0.0136 | 0 | 0.027268 | 0.055862 | 0.055399 | 0.019514 | 0.0098657 | 0.020978 | 0.2313 | 0.2859 | 0.5394 | 0.12756 | 0.0099294 | 0.0099294 | 0.0099294 | 0.014894 | 0.01539 | 0.014894 | 0.01539 | 0.014894 | 0.015279 | 0.014789 | 0.32759 | 0.091852 | 0.024821 | 0.024821 | 0.066689 | 0.024963 | 0.14961 | 0.039034 | 0.017866 | 0.013605 | 0.0054262 | 0.033253 | 0.25923 | 0.00098651 | 0.00099901 | 0.00098657 | 0.091388 | 0.0020436 | 0.00099848 | 0.027271 | 0.041232 | 0.032905 | 0.013565 | 0.013565 | 0.027194 | 0.013549 | 0 | 0.027268 | 0.031056 | 0.031056 | 0.019516 | 0.0098657 | 0.027582 | 0.22838 | 0.28227 | 0.53248 | 0.12599 | 0.025472 | 0.025472 | 0.0098657 | 0.035776 | 0.043015 | 0.035776 | 0.036519 | 0.035776 | 0.015279 | 0.014789 | 0.32342 | 0.069505 | 0.024587 | 0.024587 | 0.055027 | 0.041364 | 0.13901 | 0.029771 | 0.067841 | 0.013605 | 0.0054261 | 0.017239 | 0.20339 | 0.00098657 | 0.0039804 | 0.00098657 | 0.091392 | 0.00098657 | 0.00099901 | 0.027271 | 0.041698 | 0.032341 | 0.013548 | 0.049041 | 0.013548 | 0.013548 | 0 | 0.027013 | 0.055539 | 0.055079 | 0.019516 | 0.0098657 | 0.020879 | 0.22838 | 0.28227 | 0.53247 | 0.12599 | 0.0098657 | 0.0098657 | 0.0098657 | 0.014789 | 0.015279 | 0.014789 | 0.015279 | 0.014789 | 0.014981 | 0.014509 | 0.32342 | 0.091555 | 0.024587 | 0.024587 | 0.066527 | 0.024963 | 0.14946 | 0.029771 | 0.067841 | 0.013605 | 0.0054261 | 0.017239 | 0.20339 | 0.00098657 | 0.0039804 | 0.00098657 | 0.091392 | 0.00098657 | 0.00099901 | 0.027271 | 0.041698 | 0.032341 | 0.013548 | 0.013565 | 0.013548 | 0.013548 | 0 | 0.027268 | 0.055539 | 0.055079 | 0.019516 | 0.0098657 | 0.020879 | 0.22838 | 0.28227 | 0.53247 | 0.12599 | 0.0098657 | 0.0098657 | 0.0098657 | 0.014789 | 0.015279 | 0.014789 | 0.015279 | 0.014789 | 0.015279 | 0.014789 | 0.32342 | 0.091555 | 0.024587 | 0.024587 | 0.066527 | 0.024963 | 0.14946 | 0.10791 | 0.042513 |  | Turbine 7 | 0.057378 | 0.057213 | 0.056813 | 0.057518 | 0.055686 | 0.076764 | 0.15054 | 0.18949 | 0.19738 | 0.090127
3: Turbine parked | 0.028893 | 0.017862 | 0.013605 | 0.016621 | 0.026632 | 0.25402 | 0.00098973 | 0.00099901 | 0.0035244 | 0.091951 | 0.000916 | 0.00099904 | 0.026983 | 0.041255 | 0.032904 | 0.013609 | 0.013609 | 0.013564 | 0.085786 | 0 | 0.027268 | 0.031113 | 0.031113 | 0.10435 | 0.0098657 | 0.025167 | 0.25385 | 0.30843 | 0.56184 | 0.15016 | 0.020212 | 0.020212 | 0.02043 | 0.029116 | 0.036468 | 0.029116 | 0.02986 | 0.029116 | 0.015279 | 0.014789 | 0.38175 | 0.069565 | 0.082211 | 0.082211 | 0.055062 | 0.04086 | 0.13905 | 0.02975 | 0.069491 | 0.013598 | 0.0054612 | 0.017375 | 0.20599 | 0.0015143 | 0.00098973 | 0.00099294 | 0.10045 | 0.00099294 | 0.000999 | 0.51366 | 0.0071085 | 0.032235 | 0.0069781 | 0.50687 | 0.0069781 | 0.0069781 | 0 | 0.023708 | 0.060141 | 0.059681 | 0.019514 | 0.0098657 | 0.020978 | 0.2313 | 0.2859 | 0.5394 | 0.12756 | 0.0099294 | 0.0099294 | 0.0099294 | 0.014894 | 0.0069816 | 0.014894 | 0.01539 | 0.0069781 | 0.01113 | 0.010883 | 0.32759 | 0.024493 | 0.024821 | 0.024821 | 0.024493 | 0.024963 | 0.10262 | 0.02975 | 0.054819 | 0.013612 | 0.0054612 | 0.017375 | 0.20599 | 0.00050688 | 0.0032457 | 0.00099294 | 0.0075156 | 0.00099294 | 0.000999 | 0.00051366 | 0.27928 | 0.032573 | 0.50688 | 0.50688 | 0.27782 | 0.042213 | 0 | 0.023708 | 0.045464 | 0.044996 | 0.019514 | 0.0098657 | 0.020978 | 0.2313 | 0.2859 | 0.5394 | 0.12756 | 0.0099294 | 0.0099294 | 0.0099294 | 0.015651 | 0.016164 | 0.015651 | 0.016164 | 0.015651 | 0.01113 | 0.010883 | 0.32759 |  | 0.024821 | 0.024821 |  | 0.024963 |  | 0.50975 | 0.010659 | 0.00050681 | 0.0027775 | 1 | 0.010566 | 0.00051025 | 0.09951 | 0.000505 | 0.0095654 | 0.00054659 | 0.0005005 | 0.51366 | 0.51698 | 0.010598 | 0.0075156 | 0.0075156 | 0.0069695 | 0.50687 | 0 | 0.50687 | 0.011205 | 0.011205 | 0.51 | 0.0099294 | 0.0050875 | 0.6165 | 0.644 | 0.77169 | 0.56425 | 0.0054659 | 0.0054659 | 0.000505 | 0.5075 | 0.50775 | 0.5075 | 0.50775 | 0.5075 | 0.0069816 | 0.0069781 | 0.665 | 0.5125 | 0.5125 | 0.5125 | 0.010506 | 0.5125 | 0.011326 | 0.034606 | 0.14052 | 0.00050681 | 0.0057603 | 0.00050875 | 0.00060375 | 0.00051025 | 0.0005005 | 0.0012976 | 0.54659 | 0.0010473 | 0.00099898 | 0.51366 | 0.00051698 | 0.033608 | 0.00050688 | 0.00050688 | 0.013652 | 0.25784 | 0 | 0.027362 | 0.00051025 | 0.00051025 | 0.062625 | 0.0099294 | 0.011535 | 0.23581 | 0.29135 | 0.54924 | 0.13027 | 0.010695 | 0.010695 | 0.010473 | 0.15851 | 0.16502 | 0.15851 | 0.16377 | 0.15851 | 0.015389 | 0.014893 | 0.34198 | 0.026393 | 0.027023 | 0.027023 | 0.026007 | 0.024736 | 0.10787 | 0.02975 | 0.069491 | 0.013598 | 0.0054612 | 0.017375 | 0.20599 | 0.0015143 | 0.00098973 | 0.00099294 | 0.10045 | 0.00099294 | 0.000999 | 0.00051366 | 0.0071085 | 0.032235 | 0.0069781 | 0.50687 | 0.0069781 | 0.0069781 | 0 | 0.023708 | 0.060141 | 0.059681 | 0.019514 | 0.0098657 | 0.020978 | 0.2313 | 0.2859 | 0.5394 | 0.12756 | 0.0099294 | 0.0099294 | 0.0099294 | 0.015651 | 0.50775 | 0.015651 | 0.016164 | 0.5075 | 0.01113 | 0.010883 | 0.32759 | 0.024493 | 0.024821 | 0.024821 | 0.024493 | 0.024963 | 0.10262 | 0.02975 | 0.068149 | 0.013605 | 0.0054612 | 0.017375 | 0.20599 | 0.00098973 | 0.0034859 | 0.00099294 | 0.091951 | 0.00099294 | 0.000999 | 0.026983 | 0.041736 | 0.032335 | 0.013609 | 0.013609 | 0.047381 | 0.040884 | 0 | 0.027268 | 0.055794 | 0.055331 | 0.019514 | 0.0098657 | 0.020978 | 0.2313 | 0.2859 | 0.5394 | 0.12756 | 0.0099294 | 0.0099294 | 0.0099294 | 0.014894 | 0.01539 | 0.014894 | 0.01539 | 0.014894 | 0.015279 | 0.014789 | 0.32759 | 0.091793 | 0.024821 | 0.024821 | 0.066659 | 0.024963 | 0.14958 | 0.029771 | 0.067841 | 0.013605 | 0.0054262 | 0.017239 | 0.2034 | 0.00098657 | 0.0039825 | 0.00098657 | 0.091393 | 0.00098657 | 0.00099901 | 0.027271 | 0.047526 | 0.032341 | 0.025636 | 0.013385 | 0.013574 | 0.013574 | 0 | 0.02727 | 0.055539 | 0.055079 | 0.019516 | 0.0098657 | 0.020879 | 0.22838 | 0.28227 | 0.53248 | 0.12599 | 0.0098657 | 0.0098657 | 0.0098657 | 0.029186 | 0.029932 | 0.029186 | 0.029932 | 0.029186 | 0.015281 | 0.014791 | 0.32342 | 0.093441 | 0.024587 | 0.024587 | 0.068503 | 0.024963 | 0.15191 | 0.029771 | 0.067841 | 0.013605 | 0.0054261 | 0.017239 | 0.20339 | 0.00098657 | 0.0039804 | 0.00098657 | 0.091392 | 0.00098657 | 0.00099901 | 0.048125 | 0.041698 | 0.032341 | 0.013548 | 0.048071 | 0.013548 | 0.013548 | 0 | 0.02702 | 0.055539 | 0.055079 | 0.019516 | 0.0098657 | 0.020879 | 0.22838 | 0.28227 | 0.53247 | 0.12599 | 0.0098657 | 0.0098657 | 0.0098657 | 0.014789 | 0.015279 | 0.014789 | 0.015279 | 0.014789 | 0.014989 | 0.014516 | 0.32342 | 0.091555 | 0.024587 | 0.024587 | 0.066527 | 0.024963 | 0.14946 | 0.039034 | 0.017866 | 0.013605 | 0.0054261 | 0.033257 | 0.25924 | 0.00098654 | 0.00099901 | 0.00098657 | 0.091392 | 0.0020439 | 0.00099848 | 0.027271 | 0.041232 | 0.032905 | 0.013565 | 0.013565 | 0.027221 | 0.013548 | 0 | 0.027268 | 0.031056 | 0.031056 | 0.019516 | 0.0098657 | 0.027584 | 0.22838 | 0.28227 | 0.53247 | 0.12599 | 0.025475 | 0.025475 | 0.0098657 | 0.035779 | 0.043019 | 0.035779 | 0.036522 | 0.035779 | 0.015279 | 0.014789 | 0.32342 | 0.069506 | 0.024587 | 0.024587 | 0.055028 | 0.041365 | 0.13901 | 0.091611 | 0.08702 |  | Turbine 8 | 0.057302 | 0.057378 | 0.057213 | 0.20854 | 0.057494 | 0.057413 | 0.085392 | 0.11023 | 0.21038 | 0.18615
3: Reduced power output | 0 | 0 | 0 | 0 | 0 | 0 | 0 | 0 | 0 | 0 | 0 | 0 | 0 | 0 | 0 | 0 | 0 | 0 | 0 | 0 | 0 | 0 | 0 | 0 | 0 | 0 | 0 | 0 | 0 | 0 | 0 | 0 | 0 | 0 | 0 | 0 | 0 | 0 | 0 | 0 | 0 | 0 | 0 | 0 | 0 | 0 | 0 | 0 | 0 | 0 | 0 | 0 | 0 | 0 | 0 | 0 | 0 | 0 | 0 | 0 | 0 | 0 | 0 | 0 | 0 | 0 | 0 | 0 | 0 | 0 | 0 | 0 | 0 | 0 | 0 | 0 | 0 | 0 | 0 | 0 | 0 | 0 | 0 | 0 | 0 | 0 | 0 | 0 | 0 | 0 | 0 | 0 | 0 | 0 | 0 | 0 | 0 | 0 | 0 | 0 | 0 | 0 | 0 | 0 | 0 | 0 | 0 | 0 | 0 | 0 | 0 | 0 | 0 | 0 | 0 | 0 | 0 | 0 | 0 | 0 | 0 | 0 | 0 | 0 | 0 | 0 | 0 | 0 | 0 | 0 | 0 | 0 | 0 | 0 | 0 | 0 | 0 | 0 | 0 | 0 | 0 | 0 | 0 | 0 | 0 | 0 | 1 | 0 | 0 | 0 | 0 | 0 | 0 | 0 | 0 | 0 | 0 | 0 | 0 | 0 | 0 | 0 | 0 | 0 | 0 | 0 | 0.0060375 | 0 | 0 | 0 | 0 | 0 | 0 | 0 | 0 | 0 | 0 | 0 | 0 | 0 | 0 | 0 | 0 | 0 | 0 | 0 | 0 | 0 | 0 | 0 | 0 | 0 | 0 | 0 | 0 | 0 | 0 | 0 | 0 | 0 | 0 | 0 | 0 | 0 | 0 | 0 | 0 | 0 | 0 | 0 | 0 | 0 | 0 | 0 | 0 | 0 | 0 | 0 | 0 | 0 | 0 | 0 | 0 | 0 | 0 | 0 | 0 | 0 | 0 | 0 | 0 | 0 | 0 | 0 | 0 | 0 | 0 | 0 | 0 | 0 | 0 | 0 | 0 | 0 | 0 | 0 | 0 | 0 | 0 | 0 | 0 | 0 | 0 | 0 | 0 | 0 | 0 | 0 | 0 | 0 | 0 | 0 | 0 | 0 | 0 | 0 | 0 | 0 | 0 | 0 | 0 | 0 | 0 | 0 | 0 | 0 | 0 | 0 | 0 | 0 | 0 | 0 | 0 | 0 | 0 | 0 | 0 | 0 | 0 | 0 | 0 | 0 | 0 | 0 | 0 | 0 | 0 | 0 | 0 | 0 | 0 | 0 | 0 | 0 | 0 | 0 | 0 | 0 | 0 | 0 | 0 | 0 | 0 | 0 | 0 | 0 | 0 | 0 | 0 | 0 | 0 | 0 | 0 | 0 | 0 | 0 | 0 | 0 | 0 | 0 | 0 | 0 | 0 | 0 | 0 | 0 | 0 | 0 | 0 | 0 | 0 | 0 | 0 | 0 | 0 | 0 | 0 | 0 | 0 | 0 | 0 | 0 | 0 | 0 | 0 | 0 | 0 | 0 | 0 | 0 | 0 | 0 | 0 | 0 | 0 | 0 | 0 | 0 | 0 | 0 | 0 | 0 | 0 | 0 | 0 | 0 | 0 | 0 | 0 | 0 | 0 | 0 | 0 | 0 | 0 | 0 | 0 | 0 | 0 | 0 | 0 | 0 | 0 | 0 | 0 | 0 | 0 | 0 | 0 | 0 | 0 | 0 | 0 | 0 | 0 | 0 | 0 | 0 | 0 | 0 | 0 | 0 | 0 | 0 | 0 | 0 | 0 | 0 | 0 | 0 | 0 | 0 | 0 | 0 | 0 | 0 | 0 | 0 | 0 | 0 | 0 | 0 | 0 | 0 | 0 | 0 | 0 | 0 | 0 | 0 | 0 | 0 | 0 | 0 | 0 | 0 | 0 | 0 | 0 | 0 | 0 | 0 | 0 | 0 | 0 | 0 | 0 | 0 | 0 | 0 | 0 | 0 | 0 | 0 | 0 | 0 | 0 | 0 | 0 | 0 | 0.0021405 | 0.21812 |  | Turbine 9 | 0.05675 | 0.058199 | 0.057517 | 0.20854 | 0.056961 | 0.057303 | 0.049532 | 0.082493 | 0.17469 | 0.21081
3: Drift off station | 0.02975 | 0.068236 | 0.013605 | 0.0054612 | 0.017375 | 0.20599 | 0.00099294 | 0.0039963 | 0.00099294 | 0.092507 | 0.00099294 | 0.000999 | 0.00051366 | 0.041709 | 0.032334 | 0.013559 | 0.013559 | 0.013548 | 0.013548 | 0 | 0.027268 | 0.055862 | 0.055399 | 0.019514 | 0.0098657 | 0.020978 | 0.2313 | 0.2859 | 0.5394 | 0.12756 | 0.0099294 | 0.0099294 | 0.0099294 | 0.015651 | 0.016164 | 0.015651 | 0.016164 | 0.015651 | 0.015279 | 0.01479 | 0.32759 | 0.091845 | 0.024821 | 0.024821 | 0.066682 | 0.024963 | 0.1496 | 0.50975 | 0.50975 | 0.00050681 | 0.0027875 | 0.0069317 | 0.0082261 | 0.00050681 | 0.5005 | 0.00050681 | 0.0074473 | 0.00050681 | 0.0005005 | 0.51366 | 0.51698 | 0.021873 | 0.50687 | 0.50688 | 0.026433 | 0.026433 | 0 | 0.023708 | 0.51025 | 0.51025 | 0.019684 | 0.0099294 | 0.47823 | 0.0083998 | 0.0087745 | 0.010514 | 0.0076879 | 0.0050681 | 0.0050681 | 0.0050681 | 0.0069147 | 0.0069181 | 0.0069147 | 0.0069181 | 0.0069147 | 0.01113 | 0.010883 | 0.0090606 | 0.44068 | 0.0069828 | 0.0069828 | 0.36486 | 0.0005125 | 0.44721 | 0.50975 | 0.50975 | 0.00050681 | 0.0027875 | 0.0069317 | 0.0082261 | 0.00050681 | 0.5005 | 0.00050681 | 0.0074473 | 0.00050681 | 0.0005005 | 0.00051366 | 0.51698 | 0.021873 | 0.0070628 | 0.0070628 | 0.46928 | 0.46824 | 0 | 0.027315 | 0.51025 | 0.51025 | 0.019684 | 0.0099294 | 0.47823 | 0.0083998 | 0.0087745 | 0.010514 | 0.0076879 | 0.0050681 | 0.0050681 | 0.0050681 | 0.5075 | 0.50775 | 0.5075 | 0.50775 | 0.5075 | 0.015334 | 0.014841 | 0.0090606 | 0.44068 | 0.0069828 | 0.0069828 | 0.36486 | 0.0005125 | 0.44721 | 0.50975 | 0.50975 | 0.00050681 | 0.0027875 | 0.00050875 | 0.00060375 | 1 | 0.0005005 | 0.5005 | 0.54659 | 0.00050681 | 0.0005005 | 0.00051366 | 0.00051698 | 0.010598 | 0.00050688 | 0.00050688 | 0.0069695 | 0.47045 | 0 | 0.020137 | 0.00051025 | 0.00051025 | 0.39148 | 0.0050681 | 0.47823 | 0.0083998 | 0.0087745 | 0.010514 | 0.0076879 | 0.505 | 0.505 | 0.0050681 | 0.5075 | 0.50775 | 0.5075 | 0.50775 | 0.5075 | 0.0069816 | 0.0069781 | 0.665 | 0.5125 | 0.5125 | 0.5125 | 0.5125 | 0.010506 | 0.5525 | 0.50975 | 0.50975 | 0.00050681 | 0.0027875 | 0.0069317 | 0.0082261 | 0.00050681 | 0.5005 | 0.00050681 | 0.0074473 | 0.00050681 | 0.0005005 | 0.00051366 | 0.51698 | 0.021873 | 0.0070628 | 0.0070628 | 0.46928 | 0.46824 | 0 | 0.027315 | 0.51025 | 0.51025 | 0.019684 | 0.0099294 | 0.47823 | 0.0083998 | 0.0087745 | 0.010514 | 0.0076879 | 0.0050681 | 0.0050681 | 0.0050681 | 0.5075 | 0.50775 | 0.5075 | 0.50775 | 0.5075 | 0.015334 | 0.014841 | 0.0090606 | 0.44068 | 0.0069828 | 0.0069828 | 0.36486 | 0.0005125 | 0.44721 | 0.50975 | 0.50975 | 0.00050681 | 0.0027875 | 0.0069317 | 0.0082261 | 0.00050681 | 0.5005 | 0.00050681 | 0.0074473 | 0.00050681 | 0.0005005 | 0.51366 | 0.51698 | 0.021873 | 0.50687 | 0.50688 | 0.026433 | 0.026433 | 0 | 0.023708 | 0.51025 | 0.51025 | 0.019684 | 0.0099294 | 0.47823 | 0.0083998 | 0.0087745 | 0.010514 | 0.0076879 | 0.0050681 | 0.0050681 | 0.0050681 | 0.0069147 | 0.0069181 | 0.0069147 | 0.0069181 | 0.0069147 | 0.01113 | 0.010883 | 0.0090606 | 0.44068 | 0.0069828 | 0.0069828 | 0.36486 | 0.0005125 | 0.44721 | 0.02975 | 0.068236 | 0.013605 | 0.0054612 | 0.017375 | 0.20599 | 0.00099294 | 0.0039963 | 0.00099294 | 0.092507 | 0.00099294 | 0.000999 | 0.00051366 | 0.041709 | 0.032334 | 0.013559 | 0.013559 | 0.013548 | 0.013548 | 0 | 0.027268 | 0.055862 | 0.055399 | 0.019514 | 0.0098657 | 0.020978 | 0.2313 | 0.2859 | 0.5394 | 0.12756 | 0.0099294 | 0.0099294 | 0.0099294 | 0.015651 | 0.016164 | 0.015651 | 0.016164 | 0.015651 | 0.015279 | 0.01479 | 0.32759 | 0.091845 | 0.024821 | 0.024821 | 0.066682 | 0.024963 | 0.1496 | 0.02975 | 0.068236 | 0.013605 | 0.0054612 | 0.017375 | 0.20599 | 0.00099294 | 0.0034875 | 0.00099294 | 0.092507 | 0.00099294 | 0.000999 | 0.028786 | 0.034952 | 0.032334 | 0.056649 | 0.028632 | 0.040884 | 0.040884 | 0 | 0.02716 | 0.055862 | 0.055399 | 0.019514 | 0.0098657 | 0.020978 | 0.2313 | 0.2859 | 0.5394 | 0.12756 | 0.0099294 | 0.0099294 | 0.0099294 | 0.014894 | 0.01539 | 0.014894 | 0.01539 | 0.014894 | 0.015153 | 0.01467 | 0.32759 | 0.089661 | 0.024821 | 0.024821 | 0.064393 | 0.024963 | 0.14676 | 0.029771 | 0.067841 | 0.013605 | 0.0054261 | 0.017239 | 0.20339 | 0.00098657 | 0.0039804 | 0.00098657 | 0.091392 | 0.00098657 | 0.00099901 | 0.027271 | 0.041619 | 0.032341 | 0.013385 | 0.013385 | 0.013548 | 0.013548 | 0 | 0.02727 | 0.055539 | 0.055079 | 0.019516 | 0.0098657 | 0.020879 | 0.22838 | 0.28227 | 0.53247 | 0.12599 | 0.0098657 | 0.0098657 | 0.0098657 | 0.029189 | 0.029936 | 0.029189 | 0.029936 | 0.029189 | 0.015281 | 0.014791 | 0.32342 | 0.09153 | 0.024587 | 0.024587 | 0.066501 | 0.024963 | 0.14943 | 0.029771 | 0.067841 | 0.013605 | 0.0054261 | 0.017239 | 0.20339 | 0.00098657 | 0.0034716 | 0.00098657 | 0.091392 | 0.00098657 | 0.00099901 | 0.028776 | 0.034946 | 0.032341 | 0.056333 | 0.028504 | 0.040697 | 0.040697 | 0 | 0.027161 | 0.055539 | 0.055079 | 0.019516 | 0.0098657 | 0.020879 | 0.22838 | 0.28227 | 0.53247 | 0.12599 | 0.0098657 | 0.0098657 | 0.0098657 | 0.014789 | 0.015279 | 0.014789 | 0.015279 | 0.014789 | 0.015154 | 0.014671 | 0.32342 | 0.089371 | 0.024587 | 0.024587 | 0.064239 | 0.024963 | 0.14662 | 0.11866 | 0.009179 |  |  | 0.84245 | 0.9694 | 1.0127 | 1.297 | 0.97844 | 0.98765 | 0.98607 | 0.70025 | 1.1351 | 0.87995
3: Compromised buoyancy/stability | 0.028893 | 0.017862 | 0.013605 | 0.016621 | 0.026632 | 0.25402 | 0.00098973 | 0.00099901 | 0.0035244 | 0.091951 | 0.000916 | 0.00099904 | 0.026983 | 0.041255 | 0.032904 | 0.013609 | 0.013609 | 0.013564 | 0.085786 | 0 | 0.027268 | 0.031113 | 0.031113 | 0.10435 | 0.0098657 | 0.025167 | 0.25385 | 0.30843 | 0.56184 | 0.15016 | 0.020212 | 0.020212 | 0.02043 | 0.029116 | 0.036468 | 0.029116 | 0.02986 | 0.029116 | 0.015279 | 0.014789 | 0.38175 | 0.069565 | 0.082211 | 0.082211 | 0.055062 | 0.04086 | 0.13905 | 0.02975 | 0.069491 | 0.013598 | 0.0054612 | 0.017375 | 0.20599 | 0.0015143 | 0.00098973 | 0.00099294 | 0.10045 | 0.00099294 | 0.000999 | 0.51366 | 0.0071085 | 0.032235 | 0.0069781 | 0.50687 | 0.0069781 | 0.0069781 | 0 | 0.023708 | 0.060141 | 0.059681 | 0.019514 | 0.0098657 | 0.020978 | 0.2313 | 0.2859 | 0.5394 | 0.12756 | 0.0099294 | 0.0099294 | 0.0099294 | 0.014894 | 0.0069816 | 0.014894 | 0.01539 | 0.0069781 | 0.01113 | 0.010883 | 0.32759 | 0.024493 | 0.024821 | 0.024821 | 0.024493 | 0.024963 | 0.10262 | 0.02975 | 0.054819 | 0.013612 | 0.0054612 | 0.017375 | 0.20599 | 0.00050688 | 0.0032457 | 0.00099294 | 0.0075156 | 0.00099294 | 0.000999 | 0.00051366 | 0.27928 | 0.032573 | 0.50687 | 0.50687 | 0.27782 | 0.042213 | 0 | 0.023708 | 0.045464 | 0.044996 | 0.019514 | 0.0098657 | 0.020978 | 0.2313 | 0.2859 | 0.5394 | 0.12756 | 0.0099294 | 0.0099294 | 0.0099294 | 0.015651 | 0.016164 | 0.015651 | 0.016164 | 0.015651 | 0.01113 | 0.010883 | 0.32759 |  | 0.024821 | 0.024821 |  | 0.024963 |  | 0.50975 | 0.50975 | 0.00050681 | 0.0027775 | 0.50875 | 0.60375 | 0.00051025 | 1 | 0.0005005 | 0.00054659 | 0.5005 | 0.0005005 | 0.51366 | 0.51698 | 0.010598 | 0.0075156 | 0.0075156 | 0.0069695 | 0.50687 | 0 | 0.50687 | 0.011205 | 0.011205 | 0.51 | 0.0099294 | 0.47823 | 0.6165 | 0.644 | 0.77169 | 0.56425 | 0.505 | 0.505 | 0.000505 | 0.5075 | 0.50775 | 0.5075 | 0.50775 | 0.5075 | 0.0069816 | 0.0069781 | 0.665 | 0.5125 | 0.5125 | 0.5125 | 0.010506 | 0.5125 | 0.011326 | 0.034606 | 0.14052 | 0.00050681 | 0.0057603 | 0.00050875 | 0.00060375 | 0.00051025 | 0.0005005 | 0.0012976 | 0.54659 | 0.0010473 | 0.00099898 | 0.51366 | 0.00051698 | 0.033608 | 0.00050688 | 0.00050688 | 0.013652 | 0.25784 | 0 | 0.027362 | 0.00051025 | 0.00051025 | 0.062625 | 0.0099294 | 0.011535 | 0.23581 | 0.29135 | 0.54924 | 0.13027 | 0.010695 | 0.010695 | 0.010473 | 0.15851 | 0.16502 | 0.15851 | 0.16377 | 0.15851 | 0.015389 | 0.014893 | 0.34198 | 0.026393 | 0.027023 | 0.027023 | 0.026007 | 0.024736 | 0.10787 | 0.02975 | 0.069491 | 0.013598 | 0.0054612 | 0.017375 | 0.20599 | 0.0015143 | 0.00098973 | 0.00099294 | 0.10045 | 0.00099294 | 0.000999 | 0.00051366 | 0.0071085 | 0.032235 | 0.0069781 | 0.50687 | 0.0069781 | 0.0069781 | 0 | 0.023708 | 0.060141 | 0.059681 | 0.019514 | 0.0098657 | 0.020978 | 0.2313 | 0.2859 | 0.5394 | 0.12756 | 0.0099294 | 0.0099294 | 0.0099294 | 0.015651 | 0.50775 | 0.015651 | 0.016164 | 0.5075 | 0.01113 | 0.010883 | 0.32759 | 0.024493 | 0.024821 | 0.024821 | 0.024493 | 0.024963 | 0.10262 | 0.02975 | 0.068149 | 0.013605 | 0.0054612 | 0.017375 | 0.20599 | 0.00098973 | 0.0034859 | 0.00099294 | 0.091951 | 0.00099294 | 0.000999 | 0.026983 | 0.041736 | 0.032335 | 0.013609 | 0.013609 | 0.047381 | 0.040884 | 0 | 0.027268 | 0.055794 | 0.055331 | 0.019514 | 0.0098657 | 0.020978 | 0.2313 | 0.2859 | 0.5394 | 0.12756 | 0.0099294 | 0.0099294 | 0.0099294 | 0.014894 | 0.01539 | 0.014894 | 0.01539 | 0.014894 | 0.015279 | 0.014789 | 0.32759 | 0.091793 | 0.024821 | 0.024821 | 0.066659 | 0.024963 | 0.14958 | 0.029771 | 0.067841 | 0.013605 | 0.0054262 | 0.017239 | 0.2034 | 0.00098657 | 0.0039825 | 0.00098657 | 0.091393 | 0.00098657 | 0.00099901 | 0.027271 | 0.047526 | 0.032341 | 0.025636 | 0.013385 | 0.013574 | 0.013574 | 0 | 0.02727 | 0.055539 | 0.055079 | 0.019516 | 0.0098657 | 0.020879 | 0.22838 | 0.28227 | 0.53248 | 0.12599 | 0.0098657 | 0.0098657 | 0.0098657 | 0.029186 | 0.029932 | 0.029186 | 0.029932 | 0.029186 | 0.015281 | 0.014791 | 0.32342 | 0.093441 | 0.024587 | 0.024587 | 0.068503 | 0.024963 | 0.15191 | 0.029771 | 0.067841 | 0.013605 | 0.0054261 | 0.017239 | 0.20339 | 0.00098657 | 0.0039804 | 0.00098657 | 0.091392 | 0.00098657 | 0.00099901 | 0.048125 | 0.041698 | 0.032341 | 0.013548 | 0.048071 | 0.013548 | 0.013548 | 0 | 0.02702 | 0.055539 | 0.055079 | 0.019516 | 0.0098657 | 0.020879 | 0.22838 | 0.28227 | 0.53247 | 0.12599 | 0.0098657 | 0.0098657 | 0.0098657 | 0.014789 | 0.015279 | 0.014789 | 0.015279 | 0.014789 | 0.014989 | 0.014516 | 0.32342 | 0.091555 | 0.024587 | 0.024587 | 0.066527 | 0.024963 | 0.14946 | 0.039034 | 0.017866 | 0.013605 | 0.0054261 | 0.033257 | 0.25924 | 0.00098654 | 0.00099901 | 0.00098657 | 0.091392 | 0.0020439 | 0.00099848 | 0.027271 | 0.041232 | 0.032905 | 0.013565 | 0.013565 | 0.027221 | 0.013548 | 0 | 0.027268 | 0.031056 | 0.031056 | 0.019516 | 0.0098657 | 0.027584 | 0.22838 | 0.28227 | 0.53247 | 0.12599 | 0.025475 | 0.025475 | 0.0098657 | 0.035779 | 0.043019 | 0.035779 | 0.036522 | 0.035779 | 0.015279 | 0.014789 | 0.32342 | 0.069506 | 0.024587 | 0.024587 | 0.055028 | 0.041365 | 0.13901 | 0.09903 | 0.030038
3: Large hydrostatic offset (angle of list/loll or draft change) | 0.038495 | 0.017862 | 0.013605 | 0.0054261 | 0.026632 | 0.25402 | 0.00098973 | 0.00099901 | 0.00098657 | 0.091951 | 0.000916 | 0.00099904 | 0.026983 | 0.041255 | 0.032904 | 0.013609 | 0.013609 | 0.013564 | 0.013548 | 0 | 0.027268 | 0.031113 | 0.031113 | 0.019516 | 0.0098657 | 0.025167 | 0.22838 | 0.28226 | 0.53247 | 0.12599 | 0.020212 | 0.020212 | 0.0098657 | 0.029116 | 0.036468 | 0.029116 | 0.02986 | 0.029116 | 0.015279 | 0.014789 | 0.32341 | 0.069565 | 0.024587 | 0.024587 | 0.055062 | 0.04086 | 0.13905 |  | 0.017795 | 0.013598 | 0.0054612 | 0.027964 | 0.25833 | 0.0015143 | 0.00098973 | 0.0015199 | 0.10045 | 0.0015625 | 0.00099872 | 0.51366 | 0.0071085 | 0.032819 | 0.0069781 | 0.50687 | 0.0069781 | 0.0069781 | 0 | 0.023708 | 0.034789 | 0.034789 | 0.051835 | 0.0098657 |  | 0.2313 | 0.2859 | 0.5394 | 0.12756 | 0.21084 | 0.21084 | 0.0099294 | 0.33543 | 0.0069816 | 0.33543 | 0.33813 | 0.0069781 | 0.01113 | 0.010883 | 0.33947 | 0.024493 | 0.028315 | 0.028315 | 0.024493 | 0.042953 | 0.10262 | 0.029238 | 0.018532 | 0.013612 | 0.012142 | 0.019286 | 0.22131 | 0.00050688 | 0.00099925 | 0.0027078 | 0.0075156 | 0.00095035 | 0.00099903 | 0.0070628 | 0.037821 | 0.033101 | 0.0069695 | 0.0069695 | 0.013609 |  | 0 | 0.027316 | 0.022548 | 0.022548 | 0.50161 | 0.0098657 | 0.021944 | 0.2493 | 0.30422 | 0.55921 | 0.14496 | 0.01354 | 0.01354 | 0.015717 | 0.02058 | 0.024609 | 0.02058 | 0.021149 | 0.02058 | 0.015335 | 0.014842 |  | 0.060511 |  |  | 0.049815 | 0.036707 | 0.1339 | 0.50975 | 0.00050975 | 0.00050681 | 0.0027775 | 0.00050875 | 0.00060375 | 0.1411 | 0.0005005 | 1 | 0.54659 | 0.0005005 | 0.0005005 | 0.00051366 | 0.00051698 | 0.010598 | 0.00050688 | 0.00050688 | 0.50688 | 0.50687 | 0 | 0.50687 | 0.00051025 | 0.51025 | 0.51 | 0.0099294 | 0.47823 | 0.6165 | 0.644 | 0.77169 | 0.56425 | 0.000505 | 0.000505 | 0.000505 | 0.0005075 | 0.00050775 | 0.0005075 | 0.00050775 | 0.0005075 | 0.0069816 | 0.0069781 | 0.000665 | 0.5125 | 0.0005125 | 0.0005125 | 0.012925 | 0.0005125 | 0.018767 | 0.029238 | 0.018532 | 0.00050681 | 0.0094991 | 0.50875 | 0.60375 | 0.00051025 | 0.0005005 |  | 0.0075156 | 0.00095035 | 0.00099903 | 0.0070628 | 0.51698 | 0.021873 | 0.0069695 | 0.0069695 | 0.013609 |  | 0 | 0.027316 | 0.51025 | 0.51025 | 0.50161 | 0.0099294 | 0.22307 | 0.24442 | 0.2997 | 0.55638 | 0.13939 | 0.01354 | 0.01354 | 0.010946 | 0.02058 | 0.024609 | 0.02058 | 0.021149 | 0.02058 | 0.015335 | 0.014842 |  | 0.44068 |  |  | 0.36486 | 0.2741 | 0.44721 |  | 0.017795 | 0.013598 | 0.0054612 | 0.027964 | 0.25833 | 0.0015143 | 0.00098973 | 0.0015199 | 0.10045 | 0.0015625 | 0.00099872 | 0.51366 | 0.0071085 | 0.032819 | 0.0069781 | 0.50687 | 0.0069781 | 0.0069781 | 0 | 0.023708 | 0.034789 | 0.034789 | 0.051835 | 0.0098657 |  | 0.2313 | 0.2859 | 0.5394 | 0.12756 | 0.21084 | 0.21084 | 0.0099294 | 0.33543 | 0.0069816 | 0.33543 | 0.33813 | 0.0069781 | 0.01113 | 0.010883 | 0.33947 | 0.024493 | 0.028315 | 0.028315 | 0.024493 | 0.042953 | 0.10262 | 0.038762 | 0.017862 | 0.013605 | 0.0054612 | 0.026992 | 0.25488 | 0.00098973 | 0.00099901 | 0.00099294 | 0.091951 | 0.0015212 | 0.00099874 | 0.026983 | 0.041255 | 0.032904 | 0.013609 | 0.013609 | 0.013564 | 0.013548 | 0 | 0.027268 | 0.031113 | 0.031113 | 0.019514 | 0.0098657 | 0.02531 | 0.2313 | 0.2859 | 0.5394 | 0.12756 | 0.02049 | 0.02049 | 0.0099294 | 0.02946 | 0.036811 | 0.02946 | 0.030207 | 0.02946 | 0.015279 | 0.014789 | 0.32759 | 0.069565 | 0.024821 | 0.024821 | 0.055062 | 0.041145 | 0.13905 | 0.029771 | 0.067841 | 0.013605 | 0.0054262 | 0.017239 | 0.2034 | 0.00098657 | 0.0039825 | 0.00098657 | 0.091393 | 0.00098657 | 0.00099901 | 0.027271 | 0.047526 | 0.032341 | 0.025636 | 0.013385 | 0.013574 | 0.013574 | 0 | 0.02727 | 0.055539 | 0.055079 | 0.019516 | 0.0098657 | 0.020879 | 0.22838 | 0.28227 | 0.53248 | 0.12599 | 0.0098657 | 0.0098657 | 0.0098657 | 0.029186 | 0.029932 | 0.029186 | 0.029932 | 0.029186 | 0.015281 | 0.014791 | 0.32342 | 0.093441 | 0.024587 | 0.024587 | 0.068503 | 0.024963 | 0.15191 | 0.029771 | 0.067841 | 0.013605 | 0.0054261 | 0.017239 | 0.20339 | 0.00098657 | 0.0039804 | 0.00098657 | 0.091392 | 0.00098657 | 0.00099901 | 0.048125 | 0.041698 | 0.032341 | 0.013548 | 0.048071 | 0.013548 | 0.013548 | 0 | 0.02702 | 0.055539 | 0.055079 | 0.019516 | 0.0098657 | 0.020879 | 0.22838 | 0.28227 | 0.53247 | 0.12599 | 0.0098657 | 0.0098657 | 0.0098657 | 0.014789 | 0.015279 | 0.014789 | 0.015279 | 0.014789 | 0.014989 | 0.014516 | 0.32342 | 0.091555 | 0.024587 | 0.024587 | 0.066527 | 0.024963 | 0.14946 | 0.039034 | 0.017866 | 0.013605 | 0.0054261 | 0.033257 | 0.25924 | 0.00098654 | 0.00099901 | 0.00098657 | 0.091392 | 0.0020439 | 0.00099848 | 0.027271 | 0.041232 | 0.032905 | 0.013565 | 0.013565 | 0.027221 | 0.013548 | 0 | 0.027268 | 0.031056 | 0.031056 | 0.019516 | 0.0098657 | 0.027584 | 0.22838 | 0.28227 | 0.53247 | 0.12599 | 0.025475 | 0.025475 | 0.0098657 | 0.035779 | 0.043019 | 0.035779 | 0.036522 | 0.035779 | 0.015279 | 0.014789 | 0.32342 | 0.069506 | 0.024587 | 0.024587 | 0.055028 | 0.041365 | 0.13901 | 0.091478 | 0.030878
3: Excess dynamics | 0.028893 | 0.017862 | 0.013605 | 0.016621 | 0.026632 | 0.25402 | 0.00098973 | 0.00099901 | 0.0035244 | 0.091951 | 0.000916 | 0.00099904 | 0.026983 | 0.041255 | 0.032904 | 0.013609 | 0.013609 | 0.013564 | 0.085786 | 0 | 0.027268 | 0.031113 | 0.031113 | 0.10435 | 0.0098657 | 0.025167 | 0.25385 | 0.30843 | 0.56184 | 0.15016 | 0.020212 | 0.020212 | 0.02043 | 0.029116 | 0.036468 | 0.029116 | 0.02986 | 0.029116 | 0.015279 | 0.014789 | 0.38175 | 0.069565 | 0.082211 | 0.082211 | 0.055062 | 0.04086 | 0.13905 | 0.02975 | 0.069491 | 0.013598 | 0.0054612 | 0.017375 | 0.20599 | 0.0015143 | 0.00098973 | 0.00099294 | 0.10045 | 0.00099294 | 0.000999 | 0.51366 | 0.0071085 | 0.032235 | 0.0069781 | 0.50688 | 0.0069781 | 0.0069781 | 0 | 0.023708 | 0.060141 | 0.059681 | 0.019514 | 0.0098657 | 0.020978 | 0.2313 | 0.2859 | 0.5394 | 0.12756 | 0.0099294 | 0.0099294 | 0.0099294 | 0.014894 | 0.0069816 | 0.014894 | 0.01539 | 0.0069781 | 0.01113 | 0.010883 | 0.32759 | 0.024493 | 0.024821 | 0.024821 | 0.024493 | 0.024963 | 0.10262 | 0.02975 | 0.054819 | 0.013612 | 0.0054612 | 0.017375 | 0.20599 | 0.00050688 | 0.0032457 | 0.00099294 | 0.0075156 | 0.00099294 | 0.000999 | 0.00051366 | 0.27928 | 0.032573 | 0.50687 | 0.50687 | 0.27782 | 0.042213 | 0 | 0.023708 | 0.045464 | 0.044996 | 0.019514 | 0.0098657 | 0.020978 | 0.2313 | 0.2859 | 0.5394 | 0.12756 | 0.0099294 | 0.0099294 | 0.0099294 | 0.015651 | 0.016164 | 0.015651 | 0.016164 | 0.015651 | 0.01113 | 0.010883 | 0.32759 | 0.16102 | 0.024821 | 0.024821 | 0.14316 | 0.024963 | 0.24615 | 0.50975 | 0.010659 | 0.00050681 | 0.0027775 | 0.0095654 | 0.05626 | 0.00051025 | 0.09951 | 0.000505 | 1 | 0.00054659 | 0.0005005 | 0.51366 | 0.51698 | 0.010598 | 0.0075156 | 0.0075156 | 0.0069695 | 0.50687 | 0 | 0.50687 | 0.011205 | 0.011205 | 0.51 | 0.0099294 | 0.47823 | 0.6165 | 0.644 | 0.77169 | 0.56425 | 0.0054659 | 0.0054659 | 0.000505 | 0.5075 | 0.50775 | 0.5075 | 0.50775 | 0.5075 | 0.0069816 | 0.0069781 | 0.665 | 0.5125 | 0.5125 | 0.5125 | 0.010506 | 0.5125 | 0.011326 | 0.034606 | 0.14052 | 0.00050681 | 0.0057603 | 0.00050875 | 0.00060375 | 0.00051025 | 0.0005005 | 0.0012976 | 0.54659 | 0.0010473 | 0.00099898 | 0.51366 | 0.00051698 | 0.033608 | 0.00050688 | 0.00050688 | 0.013652 | 0.25784 | 0 | 0.027362 | 0.00051025 | 0.00051025 | 0.062625 | 0.0099294 | 0.011535 | 0.23581 | 0.29135 | 0.54924 | 0.13027 | 0.010695 | 0.010695 | 0.010473 | 0.15851 | 0.16502 | 0.15851 | 0.16377 | 0.15851 | 0.015389 | 0.014893 | 0.34198 | 0.026393 | 0.027023 | 0.027023 | 0.026007 | 0.024736 | 0.10787 | 0.02975 | 0.069491 | 0.013598 | 0.0054612 | 0.017375 | 0.20599 | 0.0015143 | 0.00098973 | 0.00099294 | 0.10045 | 0.00099294 | 0.000999 | 0.00051366 | 0.0071085 | 0.032235 | 0.0069781 | 0.50687 | 0.0069781 | 0.0069781 | 0 | 0.023708 | 0.060141 | 0.059681 | 0.019514 | 0.0098657 | 0.020978 | 0.2313 | 0.2859 | 0.5394 | 0.12756 | 0.0099294 | 0.0099294 | 0.0099294 | 0.015651 | 0.50775 | 0.015651 | 0.016164 | 0.5075 | 0.01113 | 0.010883 | 0.32759 | 0.024493 | 0.024821 | 0.024821 | 0.024493 | 0.024963 | 0.10262 | 0.02975 | 0.068149 | 0.013605 | 0.0054612 | 0.017375 | 0.20599 | 0.00098973 | 0.0034859 | 0.00099294 | 0.091951 | 0.00099294 | 0.000999 | 0.026983 | 0.041736 | 0.032335 | 0.013609 | 0.013609 | 0.047381 | 0.040884 | 0 | 0.027268 | 0.055794 | 0.055331 | 0.019514 | 0.0098657 | 0.020978 | 0.2313 | 0.2859 | 0.5394 | 0.12756 | 0.0099294 | 0.0099294 | 0.0099294 | 0.014894 | 0.01539 | 0.014894 | 0.01539 | 0.014894 | 0.015279 | 0.014789 | 0.32759 | 0.091793 | 0.024821 | 0.024821 | 0.066659 | 0.024963 | 0.14958 | 0.029771 | 0.067841 | 0.013605 | 0.0054262 | 0.017239 | 0.2034 | 0.00098657 | 0.0039825 | 0.00098657 | 0.091393 | 0.00098657 | 0.00099901 | 0.027271 | 0.047526 | 0.032341 | 0.025636 | 0.013385 | 0.013574 | 0.013574 | 0 | 0.02727 | 0.055539 | 0.055079 | 0.019516 | 0.0098657 | 0.020879 | 0.22838 | 0.28227 | 0.53248 | 0.12599 | 0.0098657 | 0.0098657 | 0.0098657 | 0.029186 | 0.029932 | 0.029186 | 0.029932 | 0.029186 | 0.015281 | 0.014791 | 0.32342 | 0.093441 | 0.024587 | 0.024587 | 0.068503 | 0.024963 | 0.15191 | 0.029771 | 0.067841 | 0.013605 | 0.0054261 | 0.017239 | 0.20339 | 0.00098657 | 0.0039804 | 0.00098657 | 0.091392 | 0.00098657 | 0.00099901 | 0.048125 | 0.041698 | 0.032341 | 0.013548 | 0.048071 | 0.013548 | 0.013548 | 0 | 0.02702 | 0.055539 | 0.055079 | 0.019516 | 0.0098657 | 0.020879 | 0.22838 | 0.28227 | 0.53247 | 0.12599 | 0.0098657 | 0.0098657 | 0.0098657 | 0.014789 | 0.015279 | 0.014789 | 0.015279 | 0.014789 | 0.014989 | 0.014516 | 0.32342 | 0.091555 | 0.024587 | 0.024587 | 0.066527 | 0.024963 | 0.14946 | 0.039034 | 0.017866 | 0.013605 | 0.0054261 | 0.033257 | 0.25924 | 0.00098654 | 0.00099901 | 0.00098657 | 0.091392 | 0.0020439 | 0.00099848 | 0.027271 | 0.041232 | 0.032905 | 0.013565 | 0.013565 | 0.027221 | 0.013548 | 0 | 0.027268 | 0.031056 | 0.031056 | 0.019516 | 0.0098657 | 0.027584 | 0.22838 | 0.28227 | 0.53247 | 0.12599 | 0.025475 | 0.025475 | 0.0098657 | 0.035779 | 0.043019 | 0.035779 | 0.036522 | 0.035779 | 0.015279 | 0.014789 | 0.32342 | 0.069506 | 0.024587 | 0.024587 | 0.055028 | 0.041365 | 0.13901 | 0.093301 | 0.12279
3: Capsize | 0.038495 | 0.017862 | 0.013605 | 0.0054261 | 0.026632 | 0.25402 | 0.00098973 | 0.00099901 | 0.00098657 | 0.091951 | 0.000916 | 0.00099904 | 0.026983 | 0.041255 | 0.032904 | 0.013609 | 0.013609 | 0.013564 | 0.013548 | 0 | 0.027268 | 0.031113 | 0.031113 | 0.019516 | 0.0098657 | 0.025167 | 0.22838 | 0.28226 | 0.53247 | 0.12599 | 0.020212 | 0.020212 | 0.0098657 | 0.029116 | 0.036468 | 0.029116 | 0.02986 | 0.029116 | 0.015279 | 0.014789 | 0.32341 | 0.069565 | 0.024587 | 0.024587 | 0.055062 | 0.04086 | 0.13905 | 0.038749 | 0.017795 | 0.013598 | 0.0054612 | 0.027964 | 0.25833 | 0.0015143 | 0.00098973 | 0.0015199 | 0.10045 | 0.0015625 | 0.00099872 | 0.51366 | 0.0071085 | 0.032819 | 0.0069781 | 0.50687 | 0.0069781 | 0.0069781 | 0 | 0.023708 | 0.034789 | 0.034789 | 0.051835 | 0.0098657 | 0.025723 | 0.2313 | 0.2859 | 0.5394 | 0.12756 | 0.21084 | 0.21084 | 0.0099294 | 0.33543 | 0.0069816 | 0.33543 | 0.33813 | 0.0069781 | 0.01113 | 0.010883 | 0.33947 | 0.024493 | 0.028315 | 0.028315 | 0.024493 | 0.042953 | 0.10262 | 0.029238 | 0.018532 | 0.013612 | 0.012142 | 0.019286 | 0.22131 | 0.00050688 | 0.00099925 | 0.0027078 | 0.0075156 | 0.00095035 | 0.00099903 | 0.0070628 | 0.037821 | 0.033101 | 0.0069695 | 0.0069695 | 0.013609 | 0.065451 | 0 | 0.027316 | 0.022548 | 0.022548 |  | 0.0098657 | 0.021944 | 0.2493 | 0.30422 | 0.55921 | 0.14496 | 0.01354 | 0.01354 | 0.015717 | 0.02058 | 0.024609 | 0.02058 | 0.021149 | 0.02058 | 0.015335 | 0.014842 | 0.37185 | 0.060511 | 0.067586 | 0.067586 | 0.049815 | 0.036707 | 0.1339 | 0.00050975 | 0.00050975 | 0.00050681 | 0.50275 | 0.00050875 | 0.60375 | 0.1411 | 0.19656 | 0.09951 | 0.0095654 | 1 | 0.0005005 | 0.00051366 | 0.00051698 | 0.010598 | 0.00050688 | 0.00050688 | 0.50688 | 0.50687 | 0 | 0.50687 | 0.00051025 | 0.51025 | 0.51 | 0.0099294 | 0.0050875 | 0.0006165 | 0.000644 | 0.00077169 | 0.00056425 | 0.000505 | 0.000505 | 0.000505 | 0.0005075 | 0.00050775 | 0.0005075 | 0.00050775 | 0.0005075 | 0.0069816 | 0.0069781 | 0.000665 | 0.5125 | 0.0005125 | 0.0005125 | 0.012925 | 0.0005125 | 0.018767 | 0.029238 | 0.018532 | 0.00050681 | 0.0094991 | 0.50875 | 0.60375 | 0.00051025 | 0.0005005 | 0.0019773 | 0.0075156 | 0.00095035 | 0.00099903 | 0.0070628 | 0.51698 | 0.021873 | 0.0069695 | 0.0069695 | 0.013609 | 0.065451 | 0 | 0.027316 | 0.51025 | 0.51025 | 0.50161 | 0.0099294 | 0.22307 | 0.24442 | 0.2997 | 0.55638 | 0.13939 | 0.01354 | 0.01354 | 0.010946 | 0.02058 | 0.024609 | 0.02058 | 0.021149 | 0.02058 | 0.015335 | 0.014842 |  | 0.44068 |  |  | 0.36486 | 0.2741 | 0.44721 | 0.038749 | 0.017795 | 0.013598 | 0.0054612 | 0.027964 | 0.25833 | 0.0015143 | 0.00098973 | 0.0015199 | 0.10045 | 0.0015625 | 0.00099872 | 0.51366 | 0.0071085 | 0.032819 | 0.0069781 | 0.50687 | 0.0069781 | 0.0069781 | 0 | 0.023708 | 0.034789 | 0.034789 | 0.051835 | 0.0098657 | 0.025723 | 0.2313 | 0.2859 | 0.5394 | 0.12756 | 0.21084 | 0.21084 | 0.0099294 | 0.33543 | 0.0069816 | 0.33543 | 0.33813 | 0.0069781 | 0.01113 | 0.010883 | 0.33947 | 0.024493 | 0.028315 | 0.028315 | 0.024493 | 0.042953 | 0.10262 | 0.038762 | 0.017862 | 0.013605 | 0.0054612 | 0.026992 | 0.25488 | 0.00098973 | 0.00099901 | 0.00099294 | 0.091951 | 0.0015212 | 0.00099874 | 0.026983 | 0.041255 | 0.032904 | 0.013609 | 0.013609 | 0.013564 | 0.013548 | 0 | 0.027268 | 0.031113 | 0.031113 | 0.019514 | 0.0098657 | 0.02531 | 0.2313 | 0.2859 | 0.5394 | 0.12756 | 0.02049 | 0.02049 | 0.0099294 | 0.02946 | 0.036811 | 0.02946 | 0.030207 | 0.02946 | 0.015279 | 0.014789 | 0.32759 | 0.069565 | 0.024821 | 0.024821 | 0.055062 | 0.041145 | 0.13905 | 0.029771 | 0.067841 | 0.013605 | 0.0054262 | 0.017239 | 0.2034 | 0.00098657 | 0.0039825 | 0.00098657 | 0.091393 | 0.00098657 | 0.00099901 | 0.027271 | 0.047526 | 0.032341 | 0.025636 | 0.013385 | 0.013574 | 0.013574 | 0 | 0.02727 | 0.055539 | 0.055079 | 0.019516 | 0.0098657 | 0.020879 | 0.22838 | 0.28227 | 0.53248 | 0.12599 | 0.0098657 | 0.0098657 | 0.0098657 | 0.029186 | 0.029932 | 0.029186 | 0.029932 | 0.029186 | 0.015281 | 0.014791 | 0.32342 | 0.093441 | 0.024587 | 0.024587 | 0.068503 | 0.024963 | 0.15191 | 0.029771 | 0.067841 | 0.013605 | 0.0054261 | 0.017239 | 0.20339 | 0.00098657 | 0.0039804 | 0.00098657 | 0.091392 | 0.00098657 | 0.00099901 | 0.048125 | 0.041698 | 0.032341 | 0.013548 | 0.048071 | 0.013548 | 0.013548 | 0 | 0.02702 | 0.055539 | 0.055079 | 0.019516 | 0.0098657 | 0.020879 | 0.22838 | 0.28227 | 0.53247 | 0.12599 | 0.0098657 | 0.0098657 | 0.0098657 | 0.014789 | 0.015279 | 0.014789 | 0.015279 | 0.014789 | 0.014989 | 0.014516 | 0.32342 | 0.091555 | 0.024587 | 0.024587 | 0.066527 | 0.024963 | 0.14946 | 0.039034 | 0.017866 | 0.013605 | 0.0054261 | 0.033257 | 0.25924 | 0.00098654 | 0.00099901 | 0.00098657 | 0.091392 | 0.0020439 | 0.00099848 | 0.027271 | 0.041232 | 0.032905 | 0.013565 | 0.013565 | 0.027221 | 0.013548 | 0 | 0.027268 | 0.031056 | 0.031056 | 0.019516 | 0.0098657 | 0.027584 | 0.22838 | 0.28227 | 0.53247 | 0.12599 | 0.025475 | 0.025475 | 0.0098657 | 0.035779 | 0.043019 | 0.035779 | 0.036522 | 0.035779 | 0.015279 | 0.014789 | 0.32342 | 0.069506 | 0.024587 | 0.024587 | 0.055028 | 0.041365 | 0.13901 | 0.084458 | 0.013189
3: Sink | 0.029771 | 0.067929 | 0.013605 | 0.0054261 | 0.017239 | 0.20339 | 0.00098973 | 0.0039819 | 0.00098657 | 0.091951 | 0.00098657 | 0.00099901 | 0.026983 | 0.041733 | 0.03234 | 0.013609 | 0.013609 | 0.013548 | 0.013548 | 0 | 0.027268 | 0.055607 | 0.055147 | 0.019516 | 0.0098657 | 0.020879 | 0.22838 | 0.28226 | 0.53247 | 0.12599 | 0.0098657 | 0.0098657 | 0.0098657 | 0.014789 | 0.015279 | 0.014789 | 0.015279 | 0.014789 | 0.015279 | 0.014789 | 0.32341 | 0.091627 | 0.024587 | 0.024587 | 0.066571 | 0.024963 | 0.1495 | 0.03132 | 0.038604 | 0.013612 | 0.0027875 | 0.0069317 | 0.0082261 | 0.00050681 | 0.0025396 | 0.00050681 | 0.0074473 | 0.00050681 | 0.00099925 | 0.027284 | 0.038077 | 0.032897 | 0.0069781 | 0.032753 | 0.0069781 | 0.0069781 | 0 | 0.02713 | 0.03139 | 0.031143 | 0.019684 | 0.0098657 | 0.013686 | 0.0083998 | 0.0087745 | 0.010514 | 0.0076879 | 0.0050681 | 0.0050681 | 0.0050681 | 0.0069147 | 0.0069181 | 0.0069147 | 0.0069181 | 0.0069147 | 0.015118 | 0.014638 | 0.0090606 | 0.068624 | 0.0069828 | 0.0069828 | 0.053972 | 0.024975 | 0.13769 | 0.058565 | 0.018532 | 0.013612 | 0.0027875 | 0.50875 | 0.60375 | 0.00050688 | 0.00099925 | 0.00050681 | 0.0075156 | 0.039206 | 0.00097994 | 0.00051366 | 0.037821 | 0.033101 | 0.0069695 | 0.0069695 | 0.013609 | 0.471 | 0 | 0.027316 | 0.022548 | 0.022548 | 0.019684 | 0.0098657 | 0.22307 | 0.0083998 | 0.0087745 | 0.010514 | 0.0076879 | 0.39419 | 0.39419 | 0.0050681 | 0.5075 | 0.50775 | 0.5075 | 0.50775 | 0.5075 | 0.015335 | 0.014842 | 0.0090606 | 0.060511 | 0.0069828 | 0.0069828 | 0.049815 | 0.054926 | 0.1339 | 0.00050975 | 0.00050975 | 0.00050681 | 0.50275 | 0.00050875 | 0.60375 | 0.00051025 | 0.19656 | 0.09951 | 0.0095654 | 0.5005 | 1 | 0.0070628 | 0.00051698 | 0.010598 | 0.00050688 | 0.50688 | 0.50687 | 0.50687 | 0 | 0.50687 | 0.00051025 | 0.00051025 | 0.51 | 0.0050681 | 0.0050875 | 0.0006165 | 0.000644 | 0.00077169 | 0.00056425 | 0.000505 | 0.000505 | 0.000505 | 0.0005075 | 0.00050775 | 0.0005075 | 0.00050775 | 0.0005075 | 0.0069816 | 0.0069781 | 0.000665 | 0.5125 | 0.0005125 | 0.0005125 | 0.5125 | 0.0005125 | 0.5525 | 0.060819 | 0.018532 | 0.00050681 | 0.20607 | 0.00050875 | 0.00060375 | 0.00051025 | 0.0005005 | 0.037717 | 0.0075156 | 0.03949 | 0.00097979 | 0.51366 | 0.00051698 | 0.033608 | 0.00050688 | 0.00050688 | 0.013652 | 0.47101 | 0 | 0.027362 | 0.00051025 | 0.00051025 | 0.25748 | 0.0099294 | 0.011535 | 0.6165 | 0.644 | 0.77169 | 0.56425 | 0.39616 | 0.39616 | 0.37456 | 0.5075 | 0.50775 | 0.5075 | 0.50775 | 0.5075 | 0.015389 | 0.014893 | 0.665 | 0.026393 | 0.5125 | 0.5125 | 0.026007 | 0.024736 | 0.10787 | 0.03132 | 0.038604 | 0.013612 | 0.0027875 | 0.0069317 | 0.0082261 | 0.00050681 | 0.0025396 | 0.00050681 | 0.0074473 | 0.00050681 | 0.00099925 | 0.00051366 | 0.26214 | 0.032897 | 0.47157 | 0.013559 | 0.0069781 | 0.0069781 | 0 | 0.027268 | 0.03139 | 0.031143 | 0.019684 | 0.0098657 | 0.013686 | 0.0083998 | 0.0087745 | 0.010514 | 0.0076879 | 0.0050681 | 0.0050681 | 0.0050681 | 0.5075 | 0.50775 | 0.5075 | 0.50775 | 0.5075 | 0.015279 | 0.01479 | 0.0090606 | 0.14484 | 0.0069828 | 0.0069828 | 0.13185 | 0.024975 | 0.23431 | 0.02975 | 0.068236 | 0.013605 | 0.0054612 | 0.017375 | 0.20599 | 0.00099294 | 0.0034875 | 0.00099294 | 0.092507 | 0.00099294 | 0.000999 | 0.031866 | 0.034952 | 0.032334 | 0.059975 | 0.03208 | 0.040884 | 0.040884 | 0 | 0.027135 | 0.055862 | 0.055399 | 0.019514 | 0.0098657 | 0.020978 | 0.2313 | 0.2859 | 0.5394 | 0.12756 | 0.0099294 | 0.0099294 | 0.0099294 | 0.014894 | 0.01539 | 0.014894 | 0.01539 | 0.014894 | 0.015124 | 0.014643 | 0.32759 | 0.089661 | 0.024821 | 0.024821 | 0.064393 | 0.024963 | 0.14676 | 0.029771 | 0.067841 | 0.013605 | 0.0054261 | 0.017239 | 0.20339 | 0.00098657 | 0.0039804 | 0.00098657 | 0.091392 | 0.00098657 | 0.00099901 | 0.027271 | 0.041619 | 0.032341 | 0.013385 | 0.013385 | 0.013548 | 0.013548 | 0 | 0.02727 | 0.055539 | 0.055079 | 0.019516 | 0.0098657 | 0.020879 | 0.22838 | 0.28226 | 0.53247 | 0.12599 | 0.0098657 | 0.0098657 | 0.0098657 | 0.029192 | 0.029939 | 0.029192 | 0.029939 | 0.029192 | 0.015281 | 0.014791 | 0.32341 | 0.09153 | 0.024587 | 0.024587 | 0.066501 | 0.024963 | 0.14943 | 0.029771 | 0.067841 | 0.013605 | 0.0054261 | 0.017239 | 0.20339 | 0.00098657 | 0.0034716 | 0.00098657 | 0.091392 | 0.00098657 | 0.00099901 | 0.028776 | 0.034946 | 0.032341 | 0.063128 | 0.028504 | 0.047314 | 0.047314 | 0 | 0.027161 | 0.055539 | 0.055079 | 0.019516 | 0.0098657 | 0.020879 | 0.22838 | 0.28227 | 0.53247 | 0.12599 | 0.0098657 | 0.0098657 | 0.0098657 | 0.014789 | 0.015279 | 0.014789 | 0.015279 | 0.014789 | 0.015154 | 0.014671 | 0.32342 | 0.089371 | 0.024587 | 0.024587 | 0.064239 | 0.024963 | 0.14662 | 0.029771 | 0.067388 | 0.013605 | 0.0054261 | 0.017239 | 0.20339 | 0.00097012 | 0.0039722 | 0.00098657 | 0.088521 | 0.00098657 | 0.00099901 | 0.027271 | 0.056228 | 0.032349 | 0.043713 | 0.043713 | 0.013548 | 0.013548 | 0 | 0.027051 | 0.055188 | 0.054728 | 0.019516 | 0.0098657 | 0.020879 | 0.22838 | 0.28227 | 0.53247 | 0.12599 | 0.0098657 | 0.0098657 | 0.0098657 | 0.029189 | 0.029936 | 0.029189 | 0.029936 | 0.029189 | 0.015026 | 0.014551 | 0.32342 |  | 0.024587 | 0.024587 |  | 0.024963 |  | 0.089984 | 0.0030143
3: Mooring-mooring clashing | 0.038809 | 0.018532 | 0.013612 | 0.0054612 | 0.019286 | 0.22131 | 0.00050688 | 0.00099925 | 0.00099294 | 0.0075156 | 0.00095035 | 0.00099903 | 0.0070628 | 0.037821 | 0.033101 | 0.0069695 | 0.0069695 | 0.013609 | 0.0136 | 0 | 0.027316 | 0.022548 | 0.022548 | 0.019514 | 0.0098657 | 0.021944 | 0.2313 | 0.2859 | 0.5394 | 0.12756 | 0.01354 | 0.01354 | 0.0099294 | 0.02058 | 0.024609 | 0.02058 | 0.021149 | 0.02058 | 0.015335 | 0.014842 | 0.32759 | 0.060511 | 0.024821 | 0.024821 | 0.049815 | 0.036707 | 0.1339 | 0.038078 | 0.014255 | 0.012671 | 0.0054612 | 0.097122 | 0.44198 | 0.072241 | 0.00050688 | 0.0012787 | 0.54659 | 0.0037305 | 0.00099764 | 0.51366 | 0.0071085 | 0.031081 | 0.0069781 | 0.50688 | 0.0069781 | 0.0069781 | 0 | 0.023708 | 0.11028 | 0.11028 | 0.051835 | 0.0098702 | 0.055498 | 0.2313 | 0.2859 | 0.5394 | 0.12756 | 0.24776 | 0.24776 | 0.0099294 | 0.33543 | 0.0069816 | 0.33543 | 0.33813 | 0.0069781 | 0.01113 | 0.010883 | 0.33947 | 0.024493 | 0.028315 | 0.028315 | 0.024493 | 0.080616 | 0.10262 | 0.025187 | 0.010659 | 0.00050681 | 0.14466 | 0.50875 | 0.60375 | 0.00050688 | 0.0005005 | 0.02655 | 0.0075156 | 0.00054659 | 0.00099923 | 0.0070628 | 0.51698 | 0.021873 | 0.0069695 | 0.0069695 | 0.0069695 | 0.47045 | 0 | 0.020137 | 0.51025 | 0.51025 |  | 0.0099294 | 0.22307 | 0.24129 | 0.2968 | 0.55457 | 0.13581 | 0.505 | 0.505 | 0.010746 | 0.5075 | 0.50775 | 0.5075 | 0.50775 | 0.5075 | 0.0069816 | 0.0069781 | 0.62755 | 0.44068 | 0.44131 | 0.44131 | 0.36486 | 0.27401 | 0.44721 | 0.39259 | 0.50975 | 0.00050681 | 0.0027775 | 0.50875 | 0.60375 | 0.072241 | 0.19583 | 0.000505 | 0.54659 | 0.5005 | 0.00074975 | 1 | 0.0071085 | 0.51698 | 0.0070628 | 0.0070628 | 0.50688 | 0.50687 | 0 | 0.50687 | 0.010598 | 0.010598 | 0.51 | 0.0099294 | 0.22307 | 0.0033907 | 0.003542 | 0.0042443 | 0.0031034 | 0.0050688 | 0.0050688 | 0.0027775 | 0.0077048 | 0.0079617 | 0.0077048 | 0.0079617 | 0.0077048 | 0.0069816 | 0.0069781 | 0.022589 | 0.012925 | 0.012925 | 0.012925 | 0.012925 | 0.010506 | 0.018767 | 0.025187 | 0.010659 | 0.00050681 | 0.14466 | 0.50875 | 0.60375 | 0.00050688 | 0.0005005 | 0.02655 | 0.0075156 | 0.00054659 | 0.00099923 | 0.0070628 | 0.51698 | 0.021873 | 0.0069695 | 0.0069695 | 0.0069695 | 0.47045 | 0 | 0.020137 | 0.51025 | 0.51025 |  | 0.0099294 | 0.22307 | 0.24129 | 0.2968 | 0.55457 | 0.13581 | 0.505 | 0.505 | 0.010746 | 0.5075 | 0.50775 | 0.5075 | 0.50775 | 0.5075 | 0.0069816 | 0.0069781 | 0.62755 | 0.44068 | 0.44131 | 0.44131 | 0.36486 | 0.27401 | 0.44721 | 0.038078 | 0.014255 | 0.012671 | 0.0054612 | 0.097122 | 0.44198 | 0.072241 | 0.00050688 | 0.0012787 | 0.54659 | 0.0037305 | 0.00099764 | 0.51366 | 0.0071085 | 0.031081 | 0.0069781 | 0.50688 | 0.0069781 | 0.0069781 | 0 | 0.023708 | 0.11028 | 0.11028 | 0.051835 | 0.0098702 | 0.055498 | 0.2313 | 0.2859 | 0.5394 | 0.12756 | 0.24776 | 0.24776 | 0.0099294 | 0.33543 | 0.0069816 | 0.33543 | 0.33813 | 0.0069781 | 0.01113 | 0.010883 | 0.33947 | 0.024493 | 0.028315 | 0.028315 | 0.024493 | 0.080616 | 0.10262 | 0.038809 | 0.018532 | 0.013612 | 0.0054612 | 0.019286 | 0.22131 | 0.00050688 | 0.00099925 | 0.00099294 | 0.0075156 | 0.00095035 | 0.00099903 | 0.0070628 | 0.037821 | 0.033101 | 0.0069695 | 0.0069695 | 0.013609 | 0.0136 | 0 | 0.027316 | 0.022548 | 0.022548 | 0.019514 | 0.0098657 | 0.021944 | 0.2313 | 0.2859 | 0.5394 | 0.12756 | 0.01354 | 0.01354 | 0.0099294 | 0.02058 | 0.024609 | 0.02058 | 0.021149 | 0.02058 | 0.015335 | 0.014842 | 0.32759 | 0.060511 | 0.024821 | 0.024821 | 0.049815 | 0.036707 | 0.1339 | 0.029769 | 0.067869 | 0.013605 | 0.0054286 | 0.017248 | 0.20358 | 0.00098702 | 0.0039836 | 0.00098702 | 0.091472 | 0.00098702 | 0.00099901 | 0.027284 | 0.047528 | 0.032341 | 0.025639 | 0.013385 | 0.013574 | 0.013574 | 0 | 0.02727 | 0.055562 | 0.055102 | 0.019516 | 0.0098657 | 0.020886 | 0.22859 | 0.28252 | 0.53297 | 0.1261 | 0.0098702 | 0.0098702 | 0.0098702 | 0.02874 | 0.029487 | 0.02874 | 0.029487 | 0.02874 | 0.015281 | 0.014791 | 0.32371 | 0.093461 | 0.024604 | 0.024604 | 0.068514 | 0.024963 | 0.15192 | 0.029771 | 0.067841 | 0.013605 | 0.0054261 | 0.017239 | 0.20339 | 0.00098657 | 0.0039804 | 0.00098657 | 0.091392 | 0.00098657 | 0.00099901 | 0.048124 | 0.041697 | 0.032341 | 0.013548 | 0.04807 | 0.013548 | 0.013548 | 0 | 0.02702 | 0.055539 | 0.055079 | 0.019516 | 0.0098657 | 0.020879 | 0.22838 | 0.28226 | 0.53247 | 0.12599 | 0.0098657 | 0.0098657 | 0.0098657 | 0.014789 | 0.015279 | 0.014789 | 0.015279 | 0.014789 | 0.014989 | 0.014516 | 0.32341 | 0.091555 | 0.024587 | 0.024587 | 0.066527 | 0.024963 | 0.14946 | 0.039034 | 0.017866 | 0.013605 | 0.0054261 | 0.033257 | 0.25924 | 0.00098654 | 0.00099901 | 0.00098657 | 0.091392 | 0.0020439 | 0.00099848 | 0.027271 | 0.041232 | 0.032905 | 0.013565 | 0.013565 | 0.027221 | 0.013548 | 0 | 0.027268 | 0.031056 | 0.031056 | 0.019516 | 0.0098657 | 0.027584 | 0.22838 | 0.28227 | 0.53247 | 0.12599 | 0.025475 | 0.025475 | 0.0098657 | 0.035779 | 0.043019 | 0.035779 | 0.036522 | 0.035779 | 0.015279 | 0.014789 | 0.32342 | 0.069506 | 0.024587 | 0.024587 | 0.055028 | 0.041365 | 0.13901 | 0.12006 | 0.11566
3: Mooring-cable clashing | 0.02975 | 0.068149 | 0.013605 | 0.0054612 | 0.017375 | 0.20599 | 0.00098973 | 0.0039947 | 0.00099294 | 0.091951 | 0.00099294 | 0.000999 | 0.026983 | 0.041736 | 0.032335 | 0.013609 | 0.013609 | 0.013548 | 0.013548 | 0 | 0.027268 | 0.055794 | 0.055331 | 0.019514 | 0.0098657 | 0.020978 | 0.2313 | 0.2859 | 0.5394 | 0.12756 | 0.0099294 | 0.0099294 | 0.0099294 | 0.014894 | 0.01539 | 0.014894 | 0.01539 | 0.014894 | 0.015279 | 0.014789 | 0.32759 | 0.091793 | 0.024821 | 0.024821 | 0.066659 | 0.024963 | 0.14958 | 0.03132 | 0.038604 | 0.013612 | 0.0027875 | 0.0069317 | 0.0082261 | 0.00050681 | 0.0025396 | 0.00050681 | 0.0074473 | 0.00050681 | 0.00099925 | 0.00051366 | 0.038077 | 0.032897 | 0.0069781 | 0.025955 | 0.0069781 | 0.0069781 | 0 | 0.027179 | 0.03139 | 0.031143 | 0.019684 | 0.0098657 | 0.013686 | 0.0083998 | 0.0087745 | 0.010514 | 0.0076879 | 0.0050681 | 0.0050681 | 0.0050681 | 0.0069147 | 0.0069181 | 0.0069147 | 0.0069181 | 0.0069147 | 0.015175 | 0.014691 | 0.0090606 | 0.068624 | 0.0069828 | 0.0069828 | 0.053972 | 0.024975 | 0.13769 | 0.068404 | 0.010659 | 0.00050681 | 0.0027875 | 0.50875 | 0.60375 | 0.00050688 | 0.0005005 | 0.00050681 | 0.0075156 | 0.067638 | 0.00096575 | 0.00051366 | 0.51698 | 0.021873 | 0.0069695 | 0.0069695 | 0.013609 | 0.471 | 0 | 0.027316 | 0.51025 | 0.51025 | 0.019684 | 0.0099294 | 0.22307 | 0.0083998 | 0.0087745 | 0.010514 | 0.0076879 | 0.505 | 0.505 | 0.0050681 | 0.5075 | 0.50775 | 0.5075 | 0.50775 | 0.5075 | 0.015335 | 0.014842 | 0.0090606 | 0.44068 | 0.0069828 | 0.0069828 | 0.36486 | 0.29002 | 0.44721 | 0.070735 | 0.010659 | 0.00050681 | 0.50275 | 0.50875 | 0.60375 | 0.00051025 | 0.5005 | 0.5005 | 0.54659 | 0.067638 | 0.00096575 | 0.0070628 | 1 | 0.010598 | 0.0071085 | 0.50688 | 0.50687 | 0.50687 | 0 | 0.50687 | 0.010598 | 0.010598 | 0.51 | 0.0050681 | 0.0060375 | 0.0083998 | 0.0087745 | 0.010514 | 0.0076879 | 0.0050687 | 0.0050687 | 0.0050681 | 0.0077548 | 0.0080133 | 0.0077548 | 0.0080133 | 0.0077548 | 0.0069816 | 0.0069781 | 0.022589 | 0.012925 | 0.012925 | 0.012925 | 0.012925 | 0.010506 | 0.018767 | 0.076172 | 0.018532 | 0.00050681 | 0.40099 | 0.00050875 | 0.00060375 | 0.00051025 | 0.0005005 | 0.5005 | 0.0075156 | 0.076871 | 0.00096114 | 0.51366 | 0.00051698 | 0.010598 | 0.00050688 | 0.00050688 | 0.0069695 | 0.47045 | 0 | 0.020137 | 0.00051025 | 0.00051025 | 0.39148 | 0.0050681 | 0.47823 | 0.6165 | 0.644 | 0.77169 | 0.56425 | 0.505 | 0.505 | 0.505 | 0.5075 | 0.50775 | 0.5075 | 0.50775 | 0.5075 | 0.0069816 | 0.0069781 | 0.665 | 0.5125 | 0.5125 | 0.5125 | 0.5125 | 0.010506 | 0.5525 | 0.03132 | 0.038604 | 0.013612 | 0.0027875 | 0.0069317 | 0.0082261 | 0.00050681 | 0.0025396 | 0.00050681 | 0.0074473 | 0.00050681 | 0.00099925 | 0.00051366 | 0.27916 | 0.032897 | 0.50687 | 0.0070628 | 0.0069781 | 0.0069781 | 0 | 0.027315 | 0.03139 | 0.031143 | 0.019684 | 0.0098657 | 0.013686 | 0.0083998 | 0.0087745 | 0.010514 | 0.0076879 | 0.0050681 | 0.0050681 | 0.0050681 | 0.5075 | 0.50775 | 0.5075 | 0.50775 | 0.5075 | 0.015334 | 0.014841 | 0.0090606 | 0.15063 | 0.0069828 | 0.0069828 | 0.13776 | 0.024975 | 0.24165 | 0.03132 | 0.038604 | 0.013612 | 0.0027875 | 0.0069317 | 0.0082261 | 0.00050681 | 0.0022757 | 0.00050681 | 0.0074473 | 0.00050681 | 0.00099925 | 0.031397 | 0.034483 | 0.032897 | 0.035455 | 0.022254 | 0.026433 | 0.026433 | 0 | 0.027206 | 0.03139 | 0.031143 | 0.019684 | 0.0098657 | 0.013686 | 0.0083998 | 0.0087745 | 0.010514 | 0.0076879 | 0.0050681 | 0.0050681 | 0.0050681 | 0.0069147 | 0.0069181 | 0.0069147 | 0.0069181 | 0.0069147 | 0.015206 | 0.014721 | 0.0090606 | 0.067402 | 0.0069828 | 0.0069828 | 0.052723 | 0.024975 | 0.13614 | 0.029771 | 0.067841 | 0.013605 | 0.0054261 | 0.017239 | 0.20339 | 0.00098657 | 0.0039804 | 0.00098657 | 0.091392 | 0.00098657 | 0.00099901 | 0.027284 | 0.041619 | 0.032341 | 0.013385 | 0.013385 | 0.013548 | 0.013548 | 0 | 0.02727 | 0.055539 | 0.055079 | 0.019516 | 0.0098657 | 0.020879 | 0.22838 | 0.28226 | 0.53247 | 0.12599 | 0.0098657 | 0.0098657 | 0.0098657 | 0.029196 | 0.029942 | 0.029196 | 0.029942 | 0.029196 | 0.015281 | 0.014791 | 0.32341 | 0.09153 | 0.024587 | 0.024587 | 0.066501 | 0.024963 | 0.14943 | 0.029771 | 0.067841 | 0.013605 | 0.0054261 | 0.017239 | 0.20339 | 0.00098657 | 0.0034716 | 0.00098657 | 0.091392 | 0.00098657 | 0.00099901 | 0.028776 | 0.034946 | 0.032341 | 0.063163 | 0.028504 | 0.047348 | 0.047348 | 0 | 0.027161 | 0.055539 | 0.055079 | 0.019516 | 0.0098657 | 0.020879 | 0.22838 | 0.28226 | 0.53247 | 0.12599 | 0.0098657 | 0.0098657 | 0.0098657 | 0.014789 | 0.015279 | 0.014789 | 0.015279 | 0.014789 | 0.015154 | 0.014671 | 0.32341 | 0.089371 | 0.024587 | 0.024587 | 0.064239 | 0.024963 | 0.14662 | 0.029771 | 0.067387 | 0.013605 | 0.0054261 | 0.017239 | 0.20339 | 0.0009701 | 0.0039722 | 0.00098657 | 0.088518 | 0.00098657 | 0.00099901 | 0.027271 | 0.056236 | 0.032349 | 0.043729 | 0.043729 | 0.013548 | 0.013548 | 0 | 0.027051 | 0.055188 | 0.054727 | 0.019516 | 0.0098657 | 0.020879 | 0.22838 | 0.28227 | 0.53247 | 0.12599 | 0.0098657 | 0.0098657 | 0.0098657 | 0.029189 | 0.029936 | 0.029189 | 0.029936 | 0.029189 | 0.015026 | 0.014551 | 0.32342 |  | 0.024587 | 0.024587 |  | 0.024963 |  | 0.098483 | 0.11572
3: Anchor-cable clashing | 0.029771 | 0.067841 | 0.013605 | 0.0054261 | 0.017239 | 0.20339 | 0.00098657 | 0.0039804 | 0.00098657 | 0.091392 | 0.00098657 | 0.00099901 | 0.027284 | 0.041619 | 0.032341 | 0.013385 | 0.013385 | 0.013548 | 0.013548 | 0 | 0.02727 | 0.055539 | 0.055079 | 0.019516 | 0.0098657 | 0.020879 | 0.22838 | 0.28226 | 0.53247 | 0.12599 | 0.0098657 | 0.0098657 | 0.0098657 | 0.029196 | 0.029942 | 0.029196 | 0.029942 | 0.029196 | 0.015281 | 0.014791 | 0.32341 | 0.09153 | 0.024587 | 0.024587 | 0.066501 | 0.024963 | 0.14943 | 0.03132 | 0.038604 | 0.013612 | 0.0027875 | 0.0069317 | 0.0082261 | 0.00050681 | 0.0022757 | 0.00050681 | 0.0074473 | 0.00050681 | 0.00099925 | 0.027824 | 0.034483 | 0.032897 | 0.032037 | 0.018784 | 0.026433 | 0.026433 | 0 | 0.027231 | 0.03139 | 0.031143 | 0.019684 | 0.0098657 | 0.32506 | 0.0083998 | 0.0087745 | 0.010514 | 0.0076879 | 0.0050681 | 0.0050681 | 0.0050681 | 0.0069147 | 0.0069181 | 0.0069147 | 0.0069181 | 0.0069147 | 0.015235 | 0.014748 | 0.0090606 | 0.067402 | 0.0069828 | 0.0069828 | 0.052723 | 0.024975 | 0.13614 | 0.03132 | 0.038604 | 0.013612 | 0.0027875 | 0.0069317 | 0.0082261 | 0.00050681 | 0.0022757 | 0.00050681 | 0.0074473 | 0.00050681 | 0.00099925 | 0.00051366 | 0.038113 | 0.032897 | 0.0070628 | 0.0070628 | 0.46928 | 0.46824 | 0 | 0.027315 | 0.03139 | 0.031143 | 0.019684 | 0.0098657 | 0.013686 | 0.0083998 | 0.0087745 | 0.010514 | 0.0076879 | 0.0050681 | 0.0050681 | 0.0050681 | 0.5075 | 0.50775 | 0.5075 | 0.50775 | 0.5075 | 0.015334 | 0.014841 | 0.0090606 | 0.068637 | 0.0069828 | 0.0069828 | 0.053984 | 0.024975 | 0.13771 | 0.033846 | 0.31415 | 0.00050681 | 0.0027875 | 0.50875 | 0.60375 | 0.00051025 | 0.0005005 | 0.5005 | 0.54659 | 0.00050681 | 0.00099925 | 0.00051366 | 0.010598 | 1 | 0.50688 | 0.00050688 | 0.50688 | 0.50687 | 0 | 0.020137 | 0.010598 | 0.010598 | 0.51 | 0.0050681 | 0.0060375 | 0.0083998 | 0.0087745 | 0.010514 | 0.0076879 | 0.505 | 0.505 | 0.0050681 | 0.0077548 | 0.0080133 | 0.0077548 | 0.0080133 | 0.0077548 | 0.0069816 | 0.0069781 | 0.665 | 0.012925 | 0.012925 | 0.012925 | 0.012925 | 0.010506 | 0.018767 | 0.065918 | 0.36991 | 0.00050681 | 0.40099 | 0.00050875 | 0.00060375 | 0.00051025 | 0.0005005 | 0.5005 | 0.54659 | 0.072908 | 0.00096312 | 0.51366 | 0.00051698 | 0.010598 | 0.00050688 | 0.00050688 | 0.0069695 | 0.47045 | 0 | 0.020137 | 0.00051025 | 0.00051025 | 0.39148 | 0.0050681 | 0.47823 | 0.6165 | 0.644 | 0.77169 | 0.56425 | 0.505 | 0.505 | 0.505 | 0.5075 | 0.50775 | 0.5075 | 0.50775 | 0.5075 | 0.0069816 | 0.0069781 | 0.665 | 0.5125 | 0.5125 | 0.5125 | 0.5125 | 0.010506 | 0.5525 | 0.03132 | 0.038604 | 0.013612 | 0.0027875 | 0.0069317 | 0.0082261 | 0.00050681 | 0.0022757 | 0.00050681 | 0.0074473 | 0.00050681 | 0.00099925 | 0.00051366 | 0.038113 | 0.032897 | 0.0070628 | 0.0070628 | 0.46928 | 0.46824 | 0 | 0.027315 | 0.03139 | 0.031143 | 0.019684 | 0.0098657 | 0.013686 | 0.0083998 | 0.0087745 | 0.010514 | 0.0076879 | 0.0050681 | 0.0050681 | 0.0050681 | 0.5075 | 0.50775 | 0.5075 | 0.50775 | 0.5075 | 0.015334 | 0.014841 | 0.0090606 | 0.068637 | 0.0069828 | 0.0069828 | 0.053984 | 0.024975 | 0.13771 | 0.03132 | 0.038604 | 0.013612 | 0.0027875 | 0.0069317 | 0.0082261 | 0.00050681 | 0.0022757 | 0.00050681 | 0.0074473 | 0.00050681 | 0.00099925 | 0.028077 | 0.034483 | 0.032897 | 0.032037 | 0.018784 | 0.026433 | 0.026433 | 0 | 0.027231 | 0.03139 | 0.031143 | 0.019684 | 0.0098657 | 0.013686 | 0.0083998 | 0.0087745 | 0.010514 | 0.0076879 | 0.0050681 | 0.0050681 | 0.0050681 | 0.0069147 | 0.0069181 | 0.0069147 | 0.0069181 | 0.0069147 | 0.015235 | 0.014748 | 0.0090606 | 0.067402 | 0.0069828 | 0.0069828 | 0.052723 | 0.024975 | 0.13614 | 0.029771 | 0.067841 | 0.013605 | 0.0054261 | 0.017239 | 0.20339 | 0.00098657 | 0.0039804 | 0.00098657 | 0.091392 | 0.00098657 | 0.00099901 | 0.027284 | 0.041619 | 0.032341 | 0.013385 | 0.013385 | 0.013548 | 0.013548 | 0 | 0.02727 | 0.055539 | 0.055079 | 0.019516 | 0.0098657 | 0.020879 | 0.22838 | 0.28226 | 0.53247 | 0.12599 | 0.0098657 | 0.0098657 | 0.0098657 | 0.029196 | 0.029942 | 0.029196 | 0.029942 | 0.029196 | 0.015281 | 0.014791 | 0.32341 | 0.09153 | 0.024587 | 0.024587 | 0.066501 | 0.024963 | 0.14943 | 0.029771 | 0.067841 | 0.013605 | 0.0054261 | 0.017239 | 0.20339 | 0.00098657 | 0.0034716 | 0.00098657 | 0.091392 | 0.00098657 | 0.00099901 | 0.028776 | 0.034946 | 0.032341 | 0.056333 | 0.028504 | 0.040697 | 0.040697 | 0 | 0.027161 | 0.055539 | 0.055079 | 0.019516 | 0.0098657 | 0.020879 | 0.22838 | 0.28226 | 0.53247 | 0.12599 | 0.0098657 | 0.0098657 | 0.0098657 | 0.014789 | 0.015279 | 0.014789 | 0.015279 | 0.014789 | 0.015154 | 0.014671 | 0.32341 | 0.089371 | 0.024587 | 0.024587 | 0.064239 | 0.024963 | 0.14662 | 0.029771 | 0.067841 | 0.013605 | 0.0054261 | 0.017239 | 0.20339 | 0.00098657 | 0.0039804 | 0.00098657 | 0.091392 | 0.00098657 | 0.00099901 | 0.027271 | 0.041619 | 0.032341 | 0.013385 | 0.013385 | 0.013548 | 0.013548 | 0 | 0.02727 | 0.055539 | 0.055079 | 0.019516 | 0.0098657 | 0.020879 | 0.22838 | 0.28227 | 0.53247 | 0.12599 | 0.0098657 | 0.0098657 | 0.0098657 | 0.029189 | 0.029936 | 0.029189 | 0.029936 | 0.029189 | 0.015281 | 0.014791 | 0.32342 | 0.09153 | 0.024587 | 0.024587 | 0.066501 | 0.024963 | 0.14943 | 0.091841 | 0.030547
3: Change in mooring profile | 0.038809 | 0.018532 | 0.013612 | 0.0054612 | 0.019286 | 0.22131 | 0.00050688 | 0.00099925 | 0.00099294 | 0.0075156 | 0.00095035 | 0.00099903 | 0.0070628 | 0.037821 | 0.033101 | 0.0069695 | 0.0069695 | 0.013609 | 0.013548 | 0 | 0.027316 | 0.022548 | 0.022548 | 0.019514 | 0.0098657 | 0.021944 | 0.2313 | 0.2859 | 0.5394 | 0.12756 | 0.01354 | 0.01354 | 0.0099294 | 0.02058 | 0.024609 | 0.02058 | 0.021149 | 0.02058 | 0.015335 | 0.014842 | 0.32759 | 0.060511 | 0.024821 | 0.024821 | 0.049815 | 0.036707 | 0.1339 | 0.038078 | 0.014255 | 0.012671 | 0.0054612 | 0.097122 | 0.44198 | 0.072241 | 0.00050688 | 0.0012787 | 0.54659 | 0.0037305 | 0.00099764 | 0.51366 | 0.0071085 | 0.031081 | 0.0069781 | 0.50688 | 0.0069781 | 0.0069781 | 0 | 0.023708 | 0.11028 | 0.11028 | 0.051835 | 0.0098702 | 0.055498 | 0.2313 | 0.2859 | 0.5394 | 0.12756 | 0.24776 | 0.24776 | 0.0099294 | 0.33543 | 0.0069816 | 0.33543 | 0.33813 | 0.0069781 | 0.01113 | 0.010883 | 0.33947 | 0.024493 | 0.028315 | 0.028315 | 0.024493 | 0.080616 | 0.10262 | 0.025187 | 0.010659 | 0.00050681 | 0.022864 | 0.50875 | 0.60375 | 0.00050688 | 0.0005005 | 0.0044071 | 0.0075156 | 0.00054659 | 0.00099923 | 0.0070628 | 0.51698 | 0.021873 | 0.0069695 | 0.0069695 | 0.013609 | 0.40861 | 0 | 0.027316 | 0.51025 | 0.51025 | 0.37714 | 0.0099294 | 0.22307 | 0.24129 | 0.2968 | 0.55457 | 0.13581 | 0.062136 | 0.062136 | 0.010746 | 0.28557 | 0.50775 | 0.28557 | 0.29498 | 0.5075 | 0.015335 | 0.014842 | 0.62755 | 0.44068 | 0.44131 | 0.44131 | 0.36486 | 0.27401 | 0.44721 | 0.39259 | 0.50975 | 0.00050681 | 0.0027775 | 0.50875 | 0.60375 | 0.1411 | 0.19583 | 0.000505 | 0.54659 | 0.5005 | 0.00074975 | 0.0070628 | 0.0071085 | 0.010598 | 1 | 0.0069695 | 0.50688 | 0.0069816 | 0 | 0.50687 | 0.010598 | 0.010598 | 0.51 | 0.0099294 | 0.0060375 | 0.0033908 | 0.003542 | 0.0042443 | 0.0031034 | 0.0050688 | 0.0050688 | 0.0027775 | 0.5075 | 0.0069816 | 0.5075 | 0.50775 | 0.0069781 | 0.0069816 | 0.0069781 | 0.022589 | 0.012925 | 0.012925 | 0.012925 | 0.012925 | 0.010506 | 0.018767 | 0.025187 | 0.010659 | 0.00050681 | 0.022864 | 0.50875 | 0.60375 | 0.00051025 | 0.0005005 | 0.0044071 | 0.0075156 | 0.00054659 | 0.00099923 | 0.0070628 | 0.51698 | 0.021873 | 0.0069695 | 0.0069695 | 0.013609 | 0.40861 | 0 | 0.027316 | 0.51025 | 0.51025 | 0.37714 | 0.0099294 | 0.22307 | 0.24129 | 0.2968 | 0.55457 | 0.13581 | 0.062136 | 0.062136 | 0.010746 | 0.28557 | 0.50775 | 0.28557 | 0.29498 | 0.5075 | 0.015335 | 0.014842 | 0.62755 | 0.44068 | 0.44131 | 0.44131 | 0.36486 | 0.27401 | 0.44721 | 0.038078 | 0.014255 | 0.012671 | 0.0054612 | 0.097122 | 0.44198 | 0.072241 | 0.00050688 | 0.0012787 | 0.54659 | 0.0037305 | 0.00099764 | 0.51366 | 0.0071085 | 0.031081 | 0.0069781 | 0.50688 | 0.0069781 | 0.0069781 | 0 | 0.023708 | 0.11028 | 0.11028 | 0.051835 | 0.0098702 | 0.055498 | 0.2313 | 0.2859 | 0.5394 | 0.12756 | 0.24776 | 0.24776 | 0.0099294 | 0.33543 | 0.0069816 | 0.33543 | 0.33813 | 0.0069781 | 0.01113 | 0.010883 | 0.33947 | 0.024493 | 0.028315 | 0.028315 | 0.024493 | 0.080616 | 0.10262 | 0.03889 | 0.018532 | 0.013612 | 0.0054612 | 0.019602 | 0.22225 | 0.00050688 | 0.00099925 | 0.00099294 | 0.0075156 | 0.0011109 | 0.00099895 | 0.0070628 | 0.037821 | 0.033101 | 0.0069695 | 0.0069695 | 0.013609 | 0.013548 | 0 | 0.027316 | 0.022548 | 0.022548 | 0.019514 | 0.0098657 | 0.022072 | 0.2313 | 0.2859 | 0.5394 | 0.12756 | 0.013781 | 0.013781 | 0.0099294 | 0.020892 | 0.024922 | 0.020892 | 0.021464 | 0.020892 | 0.015335 | 0.014842 | 0.32759 | 0.060511 | 0.024821 | 0.024821 | 0.049815 | 0.036783 | 0.1339 | 0.029769 | 0.067869 | 0.013605 | 0.0054286 | 0.017248 | 0.20358 | 0.00098702 | 0.0039836 | 0.00098702 | 0.091472 | 0.00098702 | 0.00099901 | 0.027284 | 0.047528 | 0.032341 | 0.025639 | 0.013385 | 0.013574 | 0.013574 | 0 | 0.02727 | 0.055562 | 0.055102 | 0.019516 | 0.0098657 | 0.020886 | 0.22859 | 0.28252 | 0.53297 | 0.1261 | 0.0098702 | 0.0098702 | 0.0098702 | 0.02874 | 0.029487 | 0.02874 | 0.029487 | 0.02874 | 0.015281 | 0.014791 | 0.32371 | 0.093461 | 0.024604 | 0.024604 | 0.068514 | 0.024963 | 0.15192 | 0.029771 | 0.067841 | 0.013605 | 0.0054261 | 0.017239 | 0.20339 | 0.00098657 | 0.0039804 | 0.00098657 | 0.091392 | 0.00098657 | 0.00099901 | 0.048124 | 0.041697 | 0.032341 | 0.013548 | 0.04807 | 0.013548 | 0.013548 | 0 | 0.02702 | 0.055539 | 0.055079 | 0.019516 | 0.0098657 | 0.020879 | 0.22838 | 0.28226 | 0.53247 | 0.12599 | 0.0098657 | 0.0098657 | 0.0098657 | 0.014789 | 0.015279 | 0.014789 | 0.015279 | 0.014789 | 0.014989 | 0.014516 | 0.32341 | 0.091555 | 0.024587 | 0.024587 | 0.066527 | 0.024963 | 0.14946 | 0.039034 | 0.017866 | 0.013605 | 0.0054261 | 0.033257 | 0.25924 | 0.00098654 | 0.00099901 | 0.00098657 | 0.091392 | 0.0020439 | 0.00099848 | 0.027271 | 0.041232 | 0.032905 | 0.013565 | 0.013565 | 0.027221 | 0.013548 | 0 | 0.027268 | 0.031056 | 0.031056 | 0.019516 | 0.0098657 | 0.027584 | 0.22838 | 0.28227 | 0.53247 | 0.12599 | 0.025475 | 0.025475 | 0.0098657 | 0.035779 | 0.043019 | 0.035779 | 0.036522 | 0.035779 | 0.015279 | 0.014789 | 0.32342 | 0.069506 | 0.024587 | 0.024587 | 0.055028 | 0.041365 | 0.13901 | 0.11458 | 0.063227
3: Excess mooring loads | 0.029238 | 0.018532 | 0.013612 | 0.014784 | 0.019286 | 0.22131 | 0.00050688 | 0.00099925 | 0.0031893 | 0.0075156 | 0.00095035 | 0.00099903 | 0.0070628 | 0.037821 | 0.033101 | 0.0069695 | 0.0069695 | 0.013609 | 0.071994 | 0 | 0.027316 | 0.022548 | 0.022548 | 0.097014 | 0.0098657 | 0.021944 | 0.25411 | 0.30867 | 0.56199 | 0.15045 | 0.01354 | 0.01354 | 0.020449 | 0.02058 | 0.024609 | 0.02058 | 0.021149 | 0.02058 | 0.015335 | 0.014842 | 0.3757 | 0.060511 | 0.073419 | 0.073419 | 0.049815 | 0.036707 | 0.1339 | 0.063883 | 0.014255 | 0.012671 | 0.0027875 | 0.50875 | 0.60375 | 0.072241 | 0.00050688 | 0.03745 | 0.54659 | 0.054649 | 0.00097223 | 0.51366 | 0.0071085 | 0.031081 | 0.0069781 | 0.50688 | 0.0069781 | 0.0069781 | 0 | 0.023708 | 0.11028 | 0.11028 | 0.24851 | 0.0098702 | 0.22307 | 0.0083998 | 0.0087745 | 0.010514 | 0.0076879 | 0.47986 | 0.47986 | 0.0050681 | 0.5075 | 0.0069816 | 0.5075 | 0.50775 | 0.0069781 | 0.01113 | 0.010883 | 0.665 | 0.024493 | 0.5125 | 0.5125 | 0.024493 | 0.10269 | 0.10262 | 0.058565 | 0.018532 | 0.013612 | 0.0027875 | 0.50875 | 0.60375 | 0.00050688 | 0.00099925 | 0.00050681 | 0.0075156 | 0.039206 | 0.00097994 | 0.00051366 | 0.037821 | 0.033101 | 0.0069695 | 0.0069695 | 0.013609 | 0.471 | 0 | 0.027316 | 0.022548 | 0.022548 | 0.019684 | 0.0098657 | 0.22307 | 0.0083998 | 0.0087745 | 0.010514 | 0.0076879 | 0.39419 | 0.39419 | 0.0050681 | 0.5075 | 0.50775 | 0.5075 | 0.50775 | 0.5075 | 0.015335 | 0.014842 | 0.0090606 | 0.060511 | 0.0069828 | 0.0069828 | 0.049815 | 0.054926 | 0.1339 | 0.50975 | 0.50975 | 0.00050681 | 0.0027775 | 0.50875 | 0.60375 | 0.00050688 | 0.19583 | 0.000505 | 0.0075156 | 0.5005 | 0.0005005 | 0.0070628 | 0.0071085 | 0.0071085 | 0.0069695 | 1 | 0.0069695 | 0.50687 | 0 | 0.50687 | 0.51025 | 0.51025 | 0.51 | 0.0050681 | 0.47823 | 0.0033908 | 0.003542 | 0.0042443 | 0.0031034 | 0.0050688 | 0.0050688 | 0.0027775 | 0.0069781 | 0.0069816 | 0.0069781 | 0.0069816 | 0.0069781 | 0.0069816 | 0.0069781 | 0.665 | 0.012925 | 0.5125 | 0.5125 | 0.012925 | 0.5125 | 0.018767 | 0.058565 | 0.018532 | 0.013612 | 0.0027875 | 0.50875 | 0.60375 | 0.00050688 | 0.00099925 | 0.00050681 | 0.0075156 | 0.039206 | 0.00097994 | 0.00051366 | 0.037821 | 0.033101 | 0.0069695 | 0.0069695 | 0.013609 | 0.471 | 0 | 0.027316 | 0.022548 | 0.022548 | 0.019684 | 0.0098657 | 0.22307 | 0.0083998 | 0.0087745 | 0.010514 | 0.0076879 | 0.39419 | 0.39419 | 0.0050681 | 0.5075 | 0.50775 | 0.5075 | 0.50775 | 0.5075 | 0.015335 | 0.014842 | 0.0090606 | 0.060511 | 0.0069828 | 0.0069828 | 0.049815 | 0.054926 | 0.1339 | 0.063883 | 0.014255 | 0.012671 | 0.0027875 | 0.50875 | 0.60375 | 0.072241 | 0.00050688 | 0.03745 | 0.54659 | 0.054649 | 0.00097223 | 0.51366 | 0.0071085 | 0.031081 | 0.0069781 | 0.50688 | 0.0069781 | 0.0069781 | 0 | 0.023708 | 0.11028 | 0.11028 | 0.24851 | 0.0098702 | 0.22307 | 0.0083998 | 0.0087745 | 0.010514 | 0.0076879 | 0.47986 | 0.47986 | 0.0050681 | 0.5075 | 0.0069816 | 0.5075 | 0.50775 | 0.0069781 | 0.01113 | 0.010883 | 0.665 | 0.024493 | 0.5125 | 0.5125 | 0.024493 | 0.10269 | 0.10262 | 0.029238 | 0.018532 | 0.013612 | 0.014784 | 0.019286 | 0.22131 | 0.00050688 | 0.00099925 | 0.0031893 | 0.0075156 | 0.00095035 | 0.00099903 | 0.0070628 | 0.037821 | 0.033101 | 0.0069695 | 0.0069695 | 0.013609 | 0.071994 | 0 | 0.027316 | 0.022548 | 0.022548 | 0.097014 | 0.0098657 | 0.021944 | 0.25411 | 0.30867 | 0.56199 | 0.15045 | 0.01354 | 0.01354 | 0.020449 | 0.02058 | 0.024609 | 0.02058 | 0.021149 | 0.02058 | 0.015335 | 0.014842 | 0.3757 | 0.060511 | 0.073419 | 0.073419 | 0.049815 | 0.036707 | 0.1339 | 0.029769 | 0.067869 | 0.013605 | 0.0054286 | 0.017248 | 0.20358 | 0.00098702 | 0.0039836 | 0.00098702 | 0.091472 | 0.00098702 | 0.00099901 | 0.027284 | 0.047528 | 0.032341 | 0.025639 | 0.013385 | 0.013574 | 0.013574 | 0 | 0.02727 | 0.055562 | 0.055102 | 0.019516 | 0.0098657 | 0.020886 | 0.22859 | 0.28252 | 0.53297 | 0.1261 | 0.0098702 | 0.0098702 | 0.0098702 | 0.02874 | 0.029487 | 0.02874 | 0.029487 | 0.02874 | 0.015281 | 0.014791 | 0.32371 | 0.093461 | 0.024604 | 0.024604 | 0.068514 | 0.024963 | 0.15192 | 0.029771 | 0.067841 | 0.013605 | 0.0054261 | 0.017239 | 0.20339 | 0.00098657 | 0.0039804 | 0.00098657 | 0.091392 | 0.00098657 | 0.00099901 | 0.048124 | 0.041697 | 0.032341 | 0.013548 | 0.04807 | 0.013548 | 0.013548 | 0 | 0.02702 | 0.055539 | 0.055079 | 0.019516 | 0.0098657 | 0.020879 | 0.22838 | 0.28226 | 0.53247 | 0.12599 | 0.0098657 | 0.0098657 | 0.0098657 | 0.014789 | 0.015279 | 0.014789 | 0.015279 | 0.014789 | 0.014989 | 0.014516 | 0.32341 | 0.091555 | 0.024587 | 0.024587 | 0.066527 | 0.024963 | 0.14946 | 0.039034 | 0.017866 | 0.013605 | 0.0054261 | 0.033257 | 0.25924 | 0.00098654 | 0.00099901 | 0.00098657 | 0.091392 | 0.0020439 | 0.00099848 | 0.027271 | 0.041232 | 0.032905 | 0.013565 | 0.013565 | 0.027221 | 0.013548 | 0 | 0.027268 | 0.031056 | 0.031056 | 0.019516 | 0.0098657 | 0.027584 | 0.22838 | 0.28227 | 0.53247 | 0.12599 | 0.025475 | 0.025475 | 0.0098657 | 0.035779 | 0.043019 | 0.035779 | 0.036522 | 0.035779 | 0.015279 | 0.014789 | 0.32342 | 0.069506 | 0.024587 | 0.024587 | 0.055028 | 0.041365 | 0.13901 | 0.11064 | 0.10249
3: Mooring line nonfunctional | 0.02975 | 0.068236 | 0.013605 | 0.0054612 | 0.017375 | 0.20599 | 0.00099294 | 0.0039963 | 0.00099294 | 0.092507 | 0.00099294 | 0.000999 | 0.00051366 | 0.041709 | 0.032334 | 0.013559 | 0.013559 | 0.013548 | 0.013548 | 0 | 0.027268 | 0.055862 | 0.055399 | 0.019514 | 0.0098657 | 0.020978 | 0.2313 | 0.2859 | 0.5394 | 0.12756 | 0.0099294 | 0.0099294 | 0.0099294 | 0.015651 | 0.016164 | 0.015651 | 0.016164 | 0.015651 | 0.015279 | 0.01479 | 0.32759 | 0.091845 | 0.024821 | 0.024821 | 0.066682 | 0.024963 | 0.1496 | 0.03132 | 0.50975 | 0.00050681 | 0.0027875 | 0.0069317 | 0.0082261 | 0.00050681 | 0.5005 | 0.00050681 | 0.0074473 | 0.00050681 | 0.00099925 | 0.51366 | 0.51698 | 0.021873 | 0.50688 | 0.50687 | 0.026433 | 0.026433 | 0 | 0.023708 | 0.51025 | 0.51025 | 0.019684 | 0.0099294 | 0.47823 | 0.0083998 | 0.0087745 | 0.010514 | 0.0076879 | 0.0050681 | 0.0050681 | 0.0050681 | 0.0069147 | 0.0069181 | 0.0069147 | 0.0069181 | 0.0069147 | 0.01113 | 0.010883 | 0.0090606 | 0.44068 | 0.0069828 | 0.0069828 | 0.36486 | 0.024975 | 0.44721 | 0.03132 | 0.50975 | 0.00050681 | 0.0027875 | 0.0069317 | 0.0082261 | 0.00050681 | 0.5005 | 0.00050681 | 0.0074473 | 0.00050681 | 0.00099925 | 0.00051366 | 0.51698 | 0.021873 | 0.0070628 | 0.0070628 | 0.46928 | 0.46824 | 0 | 0.027315 | 0.51025 | 0.51025 | 0.019684 | 0.0099294 | 0.47823 | 0.0083998 | 0.0087745 | 0.010514 | 0.0076879 | 0.0050681 | 0.0050681 | 0.0050681 | 0.5075 | 0.50775 | 0.5075 | 0.50775 | 0.5075 | 0.015334 | 0.014841 | 0.0090606 | 0.44068 | 0.0069828 | 0.0069828 | 0.36486 | 0.024975 | 0.44721 | 0.50975 | 0.010659 | 0.00050681 | 0.50275 | 0.50875 | 0.60375 | 0.00050688 | 0.00050688 | 0.0005005 | 0.0075156 | 0.00054659 | 0.0005005 | 0.51366 | 0.51698 | 0.010598 | 0.0069695 | 0.50687 | 1 | 0.0069816 | 0 | 0.020137 | 0.51025 | 0.51025 | 0.44761 | 0.0050681 | 0.47823 | 0.6165 | 0.644 | 0.77169 | 0.56425 | 0.0054659 | 0.0054659 | 0.505 | 0.5075 | 0.0069816 | 0.5075 | 0.50775 | 0.0069781 | 0.0069816 | 0.0069781 | 0.665 | 0.5125 | 0.5125 | 0.5125 | 0.5125 | 0.5125 | 0.5525 | 0.03132 | 0.50975 | 0.00050681 | 0.0027875 | 0.0069317 | 0.0082261 | 0.00050681 | 0.5005 | 0.00050681 | 0.0074473 | 0.00050681 | 0.00099925 | 0.00051366 | 0.51698 | 0.021873 | 0.0070628 | 0.0070628 | 0.46928 | 0.46824 | 0 | 0.027315 | 0.51025 | 0.51025 | 0.019684 | 0.0099294 | 0.47823 | 0.0083998 | 0.0087745 | 0.010514 | 0.0076879 | 0.0050681 | 0.0050681 | 0.0050681 | 0.5075 | 0.50775 | 0.5075 | 0.50775 | 0.5075 | 0.015334 | 0.014841 | 0.0090606 | 0.44068 | 0.0069828 | 0.0069828 | 0.36486 | 0.024975 | 0.44721 | 0.03132 | 0.50975 | 0.00050681 | 0.0027875 | 0.0069317 | 0.0082261 | 0.00050681 | 0.5005 | 0.00050681 | 0.0074473 | 0.00050681 | 0.00099925 | 0.51366 | 0.51698 | 0.021873 | 0.50688 | 0.50687 | 0.026433 | 0.026433 | 0 | 0.023708 | 0.51025 | 0.51025 | 0.019684 | 0.0099294 | 0.47823 | 0.0083998 | 0.0087745 | 0.010514 | 0.0076879 | 0.0050681 | 0.0050681 | 0.0050681 | 0.0069147 | 0.0069181 | 0.0069147 | 0.0069181 | 0.0069147 | 0.01113 | 0.010883 | 0.0090606 | 0.44068 | 0.0069828 | 0.0069828 | 0.36486 | 0.024975 | 0.44721 | 0.02975 | 0.068236 | 0.013605 | 0.0054612 | 0.017375 | 0.20599 | 0.00099294 | 0.0039963 | 0.00099294 | 0.092507 | 0.00099294 | 0.000999 | 0.00051366 | 0.041709 | 0.032334 | 0.013559 | 0.013559 | 0.013548 | 0.013548 | 0 | 0.027268 | 0.055862 | 0.055399 | 0.019514 | 0.0098657 | 0.020978 | 0.2313 | 0.2859 | 0.5394 | 0.12756 | 0.0099294 | 0.0099294 | 0.0099294 | 0.015651 | 0.016164 | 0.015651 | 0.016164 | 0.015651 | 0.015279 | 0.01479 | 0.32759 | 0.091845 | 0.024821 | 0.024821 | 0.066682 | 0.024963 | 0.1496 | 0.02975 | 0.068236 | 0.013605 | 0.0054612 | 0.017375 | 0.20599 | 0.00099294 | 0.0034875 | 0.00099294 | 0.092507 | 0.00099294 | 0.000999 | 0.028786 | 0.034952 | 0.032334 | 0.056649 | 0.028632 | 0.040884 | 0.040884 | 0 | 0.02716 | 0.055862 | 0.055399 | 0.019514 | 0.0098657 | 0.020978 | 0.2313 | 0.2859 | 0.5394 | 0.12756 | 0.0099294 | 0.0099294 | 0.0099294 | 0.014894 | 0.01539 | 0.014894 | 0.01539 | 0.014894 | 0.015153 | 0.01467 | 0.32759 | 0.089661 | 0.024821 | 0.024821 | 0.064393 | 0.024963 | 0.14676 | 0.029771 | 0.067841 | 0.013605 | 0.0054261 | 0.017239 | 0.20339 | 0.00098657 | 0.0039804 | 0.00098657 | 0.091392 | 0.00098657 | 0.00099901 | 0.027271 | 0.041619 | 0.032341 | 0.013385 | 0.013385 | 0.013548 | 0.013548 | 0 | 0.02727 | 0.055539 | 0.055079 | 0.019516 | 0.0098657 | 0.020879 | 0.22838 | 0.28227 | 0.53247 | 0.12599 | 0.0098657 | 0.0098657 | 0.0098657 | 0.029189 | 0.029936 | 0.029189 | 0.029936 | 0.029189 | 0.015281 | 0.014791 | 0.32342 | 0.09153 | 0.024587 | 0.024587 | 0.066501 | 0.024963 | 0.14943 | 0.029771 | 0.067841 | 0.013605 | 0.0054261 | 0.017239 | 0.20339 | 0.00098657 | 0.0034716 | 0.00098657 | 0.091392 | 0.00098657 | 0.00099901 | 0.028776 | 0.034946 | 0.032341 | 0.056333 | 0.028504 | 0.040697 | 0.040697 | 0 | 0.027161 | 0.055539 | 0.055079 | 0.019516 | 0.0098657 | 0.020879 | 0.22838 | 0.28227 | 0.53247 | 0.12599 | 0.0098657 | 0.0098657 | 0.0098657 | 0.014789 | 0.015279 | 0.014789 | 0.015279 | 0.014789 | 0.015154 | 0.014671 | 0.32342 | 0.089371 | 0.024587 | 0.024587 | 0.064239 | 0.024963 | 0.14662 | 0.12285 | 0.060447
3: Shared line nonfunctional | 0.03132 | 0.038604 | 0.013612 | 0.0027875 | 0.0069317 | 0.0082261 | 0.00050681 | 0.0027793 | 0.00050681 | 0.0074473 | 0.00050681 | 0.00099925 | 0.041461 | 0.041266 | 0.032897 | 0.0136 | 0.032124 | 0.0136 | 0.0136 | 0 | 0.027135 | 0.03139 | 0.031143 | 0.019684 | 0.0098657 | 0.013686 | 0.0083998 | 0.0087745 | 0.010514 | 0.0076879 | 0.0050681 | 0.0050681 | 0.0050681 | 0.0069147 | 0.0069181 | 0.0069147 | 0.0069181 | 0.0069147 | 0.015123 | 0.014642 | 0.0090606 | 0.069709 | 0.0069828 | 0.0069828 | 0.05508 | 0.024975 | 0.13907 | 0.03132 | 0.038604 | 0.013612 | 0.0027875 | 0.0069317 | 0.0082261 | 0.00050681 | 0.0027793 | 0.00050681 | 0.0074473 | 0.00050681 | 0.00099925 | 0.00051366 | 0.038113 | 0.032897 | 0.0070628 | 0.0070628 | 0.0136 | 0.0136 | 0 | 0.027315 | 0.03139 | 0.031143 | 0.019684 | 0.0098657 | 0.013686 | 0.0083998 | 0.0087745 | 0.010514 | 0.0076879 | 0.0050681 | 0.0050681 | 0.0050681 | 0.5075 | 0.50775 | 0.5075 | 0.50775 | 0.5075 | 0.015334 | 0.014841 | 0.0090606 | 0.068637 | 0.0069828 | 0.0069828 | 0.053984 | 0.024975 | 0.13771 | 0.50975 | 0.010659 | 0.00050681 | 0.50275 | 0.50875 | 0.60375 | 0.00050688 | 0.0005005 | 0.5005 | 0.0075156 | 0.00054659 | 0.0005005 | 0.0070628 | 0.51698 | 0.010598 | 0.0069695 | 0.0069695 | 0.0069695 | 0.47045 | 0 | 0.020137 | 0.51025 | 0.51025 | 0.44761 | 0.0050681 | 0.47823 | 0.6165 | 0.644 | 0.77169 | 0.56425 | 0.505 | 0.505 | 0.505 | 0.5075 | 0.50775 | 0.5075 | 0.50775 | 0.5075 | 0.0069816 | 0.0069781 | 0.665 | 0.5125 | 0.5125 | 0.5125 | 0.5125 | 0.5125 | 0.5525 | 0.50975 | 0.010659 | 0.00050681 | 0.50275 | 0.50875 | 0.60375 | 0.00050688 | 0.0005005 | 0.5005 | 0.0075156 | 0.00054659 | 0.0005005 | 0.0070628 | 0.51698 | 0.010598 | 0.0069695 | 0.0069695 | 0.0069695 | 1 | 0 | 0.020137 | 0.51025 | 0.51025 | 0.44761 | 0.0050681 | 0.47823 | 0.6165 | 0.644 | 0.77169 | 0.56425 | 0.505 | 0.505 | 0.505 | 0.5075 | 0.50775 | 0.5075 | 0.50775 | 0.5075 | 0.0069816 | 0.0069781 | 0.665 | 0.5125 | 0.5125 | 0.5125 | 0.5125 | 0.5125 | 0.5525 | 0.025187 | 0.010659 | 0.00050681 | 0.45337 | 0.50875 | 0.60375 | 0.00050688 | 0.0005005 | 0.5005 | 0.0075156 | 0.00054659 | 0.00099923 | 0.0070628 | 0.51698 | 0.010598 | 0.0069695 | 0.0069695 | 0.0069695 | 0.47045 | 0 | 0.020137 | 0.51025 | 0.51025 | 0.44761 | 0.0050681 | 0.47823 | 0.6165 | 0.644 | 0.77169 | 0.56425 | 0.505 | 0.505 | 0.505 | 0.5075 | 0.50775 | 0.5075 | 0.50775 | 0.5075 | 0.0069816 | 0.0069781 | 0.665 | 0.5125 | 0.5125 | 0.5125 | 0.5125 | 0.5125 | 0.5525 | 0.03132 | 0.038604 | 0.013612 | 0.0027875 | 0.0069317 | 0.0082261 | 0.00050681 | 0.0027793 | 0.00050681 | 0.0074473 | 0.00050681 | 0.00099925 | 0.00051366 | 0.038113 | 0.032897 | 0.0070628 | 0.0070628 | 0.0136 | 0.0136 | 0 | 0.027315 | 0.03139 | 0.031143 | 0.019684 | 0.0098657 | 0.013686 | 0.0083998 | 0.0087745 | 0.010514 | 0.0076879 | 0.0050681 | 0.0050681 | 0.0050681 | 0.5075 | 0.50775 | 0.5075 | 0.50775 | 0.5075 | 0.015334 | 0.014841 | 0.0090606 | 0.068637 | 0.0069828 | 0.0069828 | 0.053984 | 0.024975 | 0.13771 | 0.03132 | 0.038604 | 0.013612 | 0.0027875 | 0.0069317 | 0.0082261 | 0.00050681 | 0.0027793 | 0.00050681 | 0.0074473 | 0.00050681 | 0.00099925 | 0.041461 | 0.041266 | 0.032897 | 0.0136 | 0.032124 | 0.0136 | 0.0136 | 0 | 0.027135 | 0.03139 | 0.031143 | 0.019684 | 0.0098657 | 0.013686 | 0.0083998 | 0.0087745 | 0.010514 | 0.0076879 | 0.0050681 | 0.0050681 | 0.0050681 | 0.0069147 | 0.0069181 | 0.0069147 | 0.0069181 | 0.0069147 | 0.015123 | 0.014642 | 0.0090606 | 0.069709 | 0.0069828 | 0.0069828 | 0.05508 | 0.024975 | 0.13907 | 0.039034 | 0.017866 | 0.013605 | 0.0054261 | 0.033259 | 0.25924 | 0.00098651 | 0.00099901 | 0.00098657 | 0.091388 | 0.0020441 | 0.00099848 | 0.027284 | 0.041232 | 0.032905 | 0.013565 | 0.013565 | 0.027243 | 0.013548 | 0 | 0.027268 | 0.031056 | 0.031056 | 0.019516 | 0.0098657 | 0.027585 | 0.22838 | 0.28226 | 0.53247 | 0.12599 | 0.025477 | 0.025477 | 0.0098657 | 0.035786 | 0.043025 | 0.035786 | 0.036529 | 0.035786 | 0.015279 | 0.014789 | 0.32341 | 0.069505 | 0.024587 | 0.024587 | 0.055027 | 0.041365 | 0.13901 | 0.029771 | 0.067841 | 0.013605 | 0.0054261 | 0.017239 | 0.20339 | 0.00098657 | 0.0034716 | 0.00098657 | 0.091392 | 0.00098657 | 0.00099901 | 0.027271 | 0.034946 | 0.032341 | 0.063794 | 0.035999 | 0.040697 | 0.040697 | 0 | 0.027107 | 0.055539 | 0.055079 | 0.019516 | 0.0098657 | 0.020879 | 0.22838 | 0.28226 | 0.53247 | 0.12599 | 0.0098657 | 0.0098657 | 0.0098657 | 0.014789 | 0.015279 | 0.014789 | 0.015279 | 0.014789 | 0.015091 | 0.014612 | 0.32341 | 0.089371 | 0.024587 | 0.024587 | 0.064239 | 0.024963 | 0.14662 | 0.029771 | 0.067841 | 0.013605 | 0.0054261 | 0.017239 | 0.20339 | 0.00098657 | 0.0039804 | 0.00098657 | 0.091392 | 0.00098657 | 0.00099901 | 0.027271 | 0.041698 | 0.032341 | 0.013548 | 0.049029 | 0.013548 | 0.013548 | 0 | 0.027013 | 0.055539 | 0.055079 | 0.019516 | 0.0098657 | 0.020879 | 0.22838 | 0.28227 | 0.53247 | 0.12599 | 0.0098657 | 0.0098657 | 0.0098657 | 0.014789 | 0.015279 | 0.014789 | 0.015279 | 0.014789 | 0.014981 | 0.014509 | 0.32342 | 0.091555 | 0.024587 | 0.024587 | 0.066527 | 0.024963 | 0.14946 | 0.1387 | 0.11631
3: Excess Anchor Loads | 0 | 0 | 0 | 0 | 0 | 0 | 0 | 0 | 0 | 0 | 0 | 0 | 0 | 0 | 0 | 0 | 0 | 0 | 0 | 0 | 0 | 0 | 0 | 0 | 0 | 0 | 0 | 0 | 0 | 0 | 0 | 0 | 0 | 0 | 0 | 0 | 0 | 0 | 0 | 0 | 0 | 0 | 0 | 0 | 0 | 0 | 0 | 0 | 0 | 0 | 0 | 0 | 0 | 0 | 0 | 0 | 0 | 0 | 0 | 0 | 0 | 0 | 0 | 0 | 0 | 0 | 0 | 0 | 0 | 0 | 0 | 0 | 0 | 0 | 0 | 0 | 0 | 0 | 0 | 0 | 0 | 0 | 0 | 0 | 0 | 0 | 0 | 0 | 0 | 0 | 0 | 0 | 0 | 0 | 0 | 0 | 0 | 0 | 0 | 0 | 0 | 0 | 0 | 0 | 0 | 0 | 0 | 0 | 0 | 0 | 0 | 0 | 0 | 0 | 0 | 0 | 0 | 0 | 0 | 0 | 0 | 0 | 0 | 0 | 0 | 0 | 0 | 0 | 0 | 0 | 0 | 0 | 0 | 0 | 0 | 0 | 0 | 0 | 0 | 0 | 0 | 0 | 0 | 0 | 0 | 0 | 0 | 0 | 0 | 0 | 0 | 0 | 0 | 0 | 0 | 0 | 0 | 0 | 0 | 0 | 1 | 0 | 0 | 0 | 0 | 0 | 0 | 0 | 0 | 0 | 0 | 0 | 0 | 0 | 0 | 0 | 0 | 0 | 0 | 0 | 0 | 0 | 0 | 0 | 0 | 0 | 0 | 0 | 0 | 0 | 0 | 0 | 0 | 0 | 0 | 0 | 0 | 0 | 0 | 0 | 0 | 0 | 0 | 0 | 0 | 0 | 0 | 0 | 0 | 0 | 0 | 0 | 0 | 0 | 0 | 0 | 0 | 0 | 0 | 0 | 0 | 0 | 0 | 0 | 0 | 0 | 0 | 0 | 0 | 0 | 0 | 0 | 0 | 0 | 0 | 0 | 0 | 0 | 0 | 0 | 0 | 0 | 0 | 0 | 0 | 0 | 0 | 0 | 0 | 0 | 0 | 0 | 0 | 0 | 0 | 0 | 0 | 0 | 0 | 0 | 0 | 0 | 0 | 0 | 0 | 0 | 0 | 0 | 0 | 0 | 0 | 0 | 0 | 0 | 0 | 0 | 0 | 0 | 0 | 0 | 0 | 0 | 0 | 0 | 0 | 0 | 0 | 0 | 0 | 0 | 0 | 0 | 0 | 0 | 0 | 0 | 0 | 0 | 0 | 0 | 0 | 0 | 0 | 0 | 0 | 0 | 0 | 0 | 0 | 0 | 0 | 0 | 0 | 0 | 0 | 0 | 0 | 0 | 0 | 0 | 0 | 0 | 0 | 0 | 0 | 0 | 0 | 0 | 0 | 0 | 0 | 0 | 0 | 0 | 0 | 0 | 0 | 0 | 0 | 0 | 0 | 0 | 0 | 0 | 0 | 0 | 0 | 0 | 0 | 0 | 0 | 0 | 0 | 0 | 0 | 0 | 0 | 0 | 0 | 0 | 0 | 0 | 0 | 0 | 0 | 0 | 0 | 0 | 0 | 0 | 0 | 0 | 0 | 0 | 0 | 0 | 0 | 0 | 0 | 0 | 0 | 0 | 0 | 0 | 0 | 0 | 0 | 0 | 0 | 0 | 0 | 0 | 0 | 0 | 0 | 0 | 0 | 0 | 0 | 0 | 0 | 0 | 0 | 0 | 0 | 0 | 0 | 0 | 0 | 0 | 0 | 0 | 0 | 0 | 0 | 0 | 0 | 0 | 0 | 0 | 0 | 0 | 0 | 0 | 0 | 0 | 0 | 0 | 0 | 0 | 0 | 0 | 0 | 0 | 0 | 0 | 0 | 0 | 0 | 0 | 0 | 0 | 0 | 0 | 0 | 0 | 0 | 0 | 0 | 0 | 0 | 0 | 0 | 0 | 0 | 0 | 0 | 0 | 0 | 0 | 0 | 0 | 0 | 0 | 0 | 0 | 0 | 0 | 0 | 0 | 0.0021277 | 0.0021277
3: Anchor dragging | 0.038495 | 0.017862 | 0.013605 | 0.0054261 | 0.026632 | 0.25402 | 0.00098973 | 0.00099901 | 0.00098657 | 0.091951 | 0.000916 | 0.00099904 | 0.026983 | 0.041255 | 0.032904 | 0.013609 | 0.013609 | 0.013564 | 0.013548 | 0 | 0.027268 | 0.031113 | 0.031113 | 0.019516 | 0.0098657 | 0.025167 | 0.22838 | 0.28226 | 0.53247 | 0.12599 | 0.020212 | 0.020212 | 0.0098657 | 0.029116 | 0.036468 | 0.029116 | 0.02986 | 0.029116 | 0.015279 | 0.014789 | 0.32341 | 0.069565 | 0.024587 | 0.024587 | 0.055062 | 0.04086 | 0.13905 | 0.03132 | 0.11836 | 0.013117 | 0.0027875 | 0.0069317 | 0.0082261 | 0.038207 | 0.00098973 | 0.00050681 | 0.54659 | 0.00050681 | 0.00099925 | 0.034357 | 0.033549 | 0.030794 | 0.0069781 | 0.02075 | 0.0069781 | 0.0069781 | 0 | 0.027217 | 0.12273 | 0.1225 | 0.019684 | 0.0098681 | 0.013686 | 0.0083998 | 0.0087745 | 0.010514 | 0.0076879 | 0.0050681 | 0.0050681 | 0.0050681 | 0.0069147 | 0.50775 | 0.0069147 | 0.0069181 | 0.5075 | 0.015219 | 0.014733 | 0.0090606 | 0.024185 | 0.0069828 | 0.0069828 | 0.024185 | 0.024975 | 0.10038 | 0.058565 | 0.018532 | 0.013612 | 0.0027875 | 0.50875 | 0.60375 | 0.00050688 | 0.00099925 | 0.00050681 | 0.0075156 | 0.039206 | 0.00097994 | 0.00051366 | 0.037821 | 0.033101 | 0.0069695 | 0.0069695 | 0.013609 | 0.471 | 0 | 0.027316 | 0.022548 | 0.022548 | 0.019684 | 0.0098657 | 0.22307 | 0.0083998 | 0.0087745 | 0.010514 | 0.0076879 | 0.39419 | 0.39419 | 0.0050681 | 0.5075 | 0.50775 | 0.5075 | 0.50775 | 0.5075 | 0.015335 | 0.014842 | 0.0090606 | 0.060511 | 0.0069828 | 0.0069828 | 0.049815 | 0.054926 | 0.1339 | 0.11482 | 0.11463 | 0.00050681 | 0.0027775 | 0.50875 | 0.60375 | 0.00051025 | 0.5005 | 0.000505 | 0.54659 | 0.06789 | 0.00096562 | 0.0070628 | 0.0071085 | 0.0071085 | 0.0069695 | 0.0069695 | 0.50688 | 0.0069816 | 0 | 1 | 0.010598 | 0.010598 | 0.51 | 0.0050681 | 0.0060375 | 0.6165 | 0.644 | 0.77169 | 0.56425 | 0.0050688 | 0.0050688 | 0.37335 | 0.5075 | 0.0069816 | 0.5075 | 0.50775 | 0.0069781 | 0.0069816 | 0.0069781 | 0.665 | 0.012925 | 0.012925 | 0.012925 | 0.012925 | 0.010506 | 0.018767 | 0.076172 | 0.018532 | 0.00050681 | 0.40099 | 0.00050875 | 0.00060375 | 0.00051025 | 0.0005005 | 0.5005 | 0.0075156 | 0.076871 | 0.00096114 | 0.51366 | 0.00051698 | 0.010598 | 0.00050688 | 0.00050688 | 0.0069695 | 0.47045 | 0 | 0.020137 | 0.00051025 | 0.00051025 | 0.39148 | 0.0050681 | 0.47823 | 0.6165 | 0.644 | 0.77169 | 0.56425 | 0.505 | 0.505 | 0.505 | 0.5075 | 0.50775 | 0.5075 | 0.50775 | 0.5075 | 0.0069816 | 0.0069781 | 0.665 | 0.5125 | 0.5125 | 0.5125 | 0.5125 | 0.010506 | 0.5525 | 0.03132 | 0.11836 | 0.013117 | 0.0027875 | 0.0069317 | 0.0082261 | 0.038207 | 0.00098973 | 0.00050681 | 0.54659 | 0.00050681 | 0.00099925 | 0.00051366 | 0.033549 | 0.030794 | 0.0069781 | 0.26551 | 0.0069781 | 0.0069781 | 0 | 0.025452 | 0.12273 | 0.1225 | 0.019684 | 0.0098681 | 0.013686 | 0.0083998 | 0.0087745 | 0.010514 | 0.0076879 | 0.0050681 | 0.0050681 | 0.0050681 | 0.5075 | 0.50775 | 0.5075 | 0.50775 | 0.5075 | 0.01316 | 0.012794 | 0.0090606 | 0.024185 | 0.0069828 | 0.0069828 | 0.024185 | 0.024975 | 0.10038 | 0.03132 | 0.038604 | 0.013612 | 0.0027875 | 0.0069317 | 0.0082261 | 0.00050681 | 0.0022757 | 0.00050681 | 0.0074473 | 0.00050681 | 0.00099925 | 0.026983 | 0.04127 | 0.032897 | 0.013609 | 0.013609 | 0.033104 | 0.026433 | 0 | 0.027268 | 0.03139 | 0.031143 | 0.019684 | 0.0098657 | 0.013686 | 0.0083998 | 0.0087745 | 0.010514 | 0.0076879 | 0.0050681 | 0.0050681 | 0.0050681 | 0.0069147 | 0.0069181 | 0.0069147 | 0.0069181 | 0.0069147 | 0.015279 | 0.014789 | 0.0090606 | 0.069711 | 0.0069828 | 0.0069828 | 0.055082 | 0.024975 | 0.13907 | 0.02977 | 0.067856 | 0.013605 | 0.0054274 | 0.017244 | 0.20349 | 0.00098681 | 0.0039815 | 0.00098681 | 0.091434 | 0.00098681 | 0.00099901 | 0.027284 | 0.041619 | 0.032341 | 0.013385 | 0.013385 | 0.013562 | 0.013562 | 0 | 0.02727 | 0.055551 | 0.055091 | 0.019516 | 0.0098657 | 0.020883 | 0.22849 | 0.2824 | 0.53273 | 0.12605 | 0.0098681 | 0.0098681 | 0.0098681 | 0.028956 | 0.029703 | 0.028956 | 0.029703 | 0.028956 | 0.015281 | 0.014791 | 0.32357 |  | 0.024596 | 0.024596 | 0.066506 | 0.024963 | 0.14943 | 0.029771 | 0.067841 | 0.013605 | 0.0054261 | 0.017239 | 0.20339 | 0.00098657 | 0.0039804 | 0.00098657 | 0.091392 | 0.00098657 | 0.00099901 | 0.042091 | 0.041698 | 0.032341 | 0.013548 | 0.041648 | 0.013548 | 0.013548 | 0 | 0.027066 | 0.055539 | 0.055079 | 0.019516 | 0.0098657 | 0.020879 | 0.22838 | 0.28226 | 0.53247 | 0.12599 | 0.0098657 | 0.0098657 | 0.0098657 | 0.014789 | 0.015279 | 0.014789 | 0.015279 | 0.014789 | 0.015043 | 0.014567 | 0.32341 | 0.091555 | 0.024587 | 0.024587 | 0.066527 | 0.024963 | 0.14946 | 0.039034 | 0.017866 | 0.013605 | 0.0054261 | 0.033257 | 0.25924 | 0.00098654 | 0.00099901 | 0.00098657 | 0.091392 | 0.0020439 | 0.00099848 | 0.027271 | 0.041232 | 0.032905 | 0.013565 | 0.013565 | 0.027221 | 0.013548 | 0 | 0.027268 | 0.031056 | 0.031056 | 0.019516 | 0.0098657 | 0.027584 | 0.22838 | 0.28227 | 0.53247 | 0.12599 | 0.025475 | 0.025475 | 0.0098657 | 0.035779 | 0.043019 | 0.035779 | 0.036522 | 0.035779 | 0.015279 | 0.014789 | 0.32342 | 0.069506 | 0.024587 | 0.024587 | 0.055028 | 0.041365 | 0.13901 | 0.10151 | 0.058502
3: Change in cable profile | 0.02975 | 0.061796 | 0.013608 | 0.0054612 | 0.017375 | 0.20599 | 0.00075962 | 0.0038813 | 0.00099294 | 0.051713 | 0.00099294 | 0.000999 | 0.027284 | 0.15756 | 0.032449 | 0.25417 | 0.25417 | 0.013574 | 0.013574 | 0 | 0.025534 | 0.050872 | 0.050407 | 0.019514 | 0.0098657 | 0.020978 | 0.2313 | 0.2859 | 0.5394 | 0.12756 | 0.0099294 | 0.0099294 | 0.0099294 | 0.022841 | 0.023594 | 0.022841 | 0.023594 | 0.022841 | 0.013255 | 0.012884 | 0.32759 |  | 0.024821 | 0.024821 |  | 0.024963 |  | 0.03132 | 0.038604 | 0.013612 | 0.0027875 | 0.0069317 | 0.0082261 | 0.00050681 | 0.0022757 | 0.00050681 | 0.0074473 | 0.00050681 | 0.00099925 | 0.51366 | 0.034483 | 0.032897 | 0.5068 | 0.018784 | 0.48021 | 0.48021 | 0 | 0.027231 | 0.03139 | 0.031143 | 0.019684 | 0.0098657 | 0.013686 | 0.0083998 | 0.0087745 | 0.010514 | 0.0076879 | 0.0050681 | 0.0050681 | 0.0050681 | 0.0069147 | 0.0069181 | 0.0069147 | 0.0069181 | 0.0069147 | 0.015235 | 0.014748 | 0.0090606 | 0.067402 | 0.0069828 | 0.0069828 | 0.052723 | 0.024975 | 0.13614 | 0.03132 | 0.038614 | 0.00050681 | 0.0027875 | 0.0069317 | 0.0082261 | 0.00050688 | 0.5005 | 0.00050681 | 0.0075156 | 0.00050681 | 0.00099925 | 0.00051366 | 0.51698 | 0.021873 | 0.50688 | 0.50688 | 0.48806 | 0.46824 | 0 | 0.023708 | 0.51025 | 0.51025 | 0.019684 | 0.0099294 | 0.013686 | 0.0083998 | 0.0087745 | 0.010514 | 0.0076879 | 0.0050681 | 0.0050681 | 0.0050681 | 0.5075 | 0.50775 | 0.5075 | 0.50775 | 0.5075 | 0.01113 | 0.010883 | 0.0090606 | 0.44068 | 0.0069828 | 0.0069828 | 0.36486 | 0.024975 | 0.44721 | 0.033846 | 0.34767 | 0.00050681 | 0.0027875 | 0.50875 | 0.015094 | 0.00051025 | 0.0005005 | 0.5005 | 0.54659 | 0.00050681 | 0.00099925 | 0.51366 | 0.010598 | 0.010598 | 0.0071085 | 0.50687 | 0.50687 | 0.50687 | 0 | 0.50687 | 1 | 0.01046 | 0.01025 | 0.0050681 | 0.0060375 | 0.0083998 | 0.0087745 | 0.010514 | 0.0076879 | 0.505 | 0.505 | 0.0050681 | 0.0077548 | 0.0080133 | 0.0077548 | 0.0080133 | 0.0077548 | 0.0069816 | 0.0069781 | 0.013633 | 0.010506 | 0.010506 | 0.010506 | 0.5125 | 0.010506 | 0.5525 | 0.065918 | 0.36991 | 0.00050681 | 0.40099 | 0.00050875 | 0.00060375 | 0.00051025 | 0.0005005 | 0.5005 | 0.54659 | 0.072908 | 0.00096312 | 0.51366 | 0.00051698 | 0.010598 | 0.00050688 | 0.00050688 | 0.0069695 | 0.47045 | 0 | 0.020137 | 0.00051025 | 0.00051025 | 0.39148 | 0.0050681 | 0.47823 | 0.6165 | 0.644 | 0.77169 | 0.56425 | 0.505 | 0.505 | 0.505 | 0.5075 | 0.50775 | 0.5075 | 0.50775 | 0.5075 | 0.0069816 | 0.0069781 | 0.665 | 0.5125 | 0.5125 | 0.5125 | 0.5125 | 0.010506 | 0.5525 | 0.03132 | 0.038604 | 0.013612 | 0.0027875 | 0.0069317 | 0.0082261 | 0.00050681 | 0.0022757 | 0.00050681 | 0.0074473 | 0.00050681 | 0.00099925 | 0.00051366 | 0.038113 | 0.032897 | 0.0070628 | 0.0070628 | 0.50547 | 0.50526 | 0 | 0.027315 | 0.03139 | 0.031143 | 0.019684 | 0.0098657 | 0.013686 | 0.0083998 | 0.0087745 | 0.010514 | 0.0076879 | 0.0050681 | 0.0050681 | 0.0050681 | 0.5075 | 0.50775 | 0.5075 | 0.50775 | 0.5075 | 0.015334 | 0.014841 | 0.0090606 | 0.068637 | 0.0069828 | 0.0069828 | 0.053984 | 0.024975 | 0.13771 | 0.03132 | 0.038604 | 0.013612 | 0.0027875 | 0.0069317 | 0.0082261 | 0.00050681 | 0.0022757 | 0.00050681 | 0.0074473 | 0.00050681 | 0.00099925 | 0.028077 | 0.034483 | 0.032897 | 0.032037 | 0.018784 | 0.026433 | 0.026433 | 0 | 0.027231 | 0.03139 | 0.031143 | 0.019684 | 0.0098657 | 0.013686 | 0.0083998 | 0.0087745 | 0.010514 | 0.0076879 | 0.0050681 | 0.0050681 | 0.0050681 | 0.0069147 | 0.0069181 | 0.0069147 | 0.0069181 | 0.0069147 | 0.015235 | 0.014748 | 0.0090606 | 0.067402 | 0.0069828 | 0.0069828 | 0.052723 | 0.024975 | 0.13614 | 0.029771 | 0.067841 | 0.013605 | 0.0054261 | 0.017239 | 0.20339 | 0.00098657 | 0.0039804 | 0.00098657 | 0.091392 | 0.00098657 | 0.00099901 | 0.027284 | 0.041619 | 0.032341 | 0.013385 | 0.013385 | 0.013548 | 0.013548 | 0 | 0.02727 | 0.055539 | 0.055079 | 0.019516 | 0.0098657 | 0.020879 | 0.22838 | 0.28226 | 0.53247 | 0.12599 | 0.0098657 | 0.0098657 | 0.0098657 | 0.029196 | 0.029942 | 0.029196 | 0.029942 | 0.029196 | 0.015281 | 0.014791 | 0.32341 | 0.09153 | 0.024587 | 0.024587 | 0.066501 | 0.024963 | 0.14943 | 0.029771 | 0.067841 | 0.013605 | 0.0054261 | 0.017239 | 0.20339 | 0.00098657 | 0.0034716 | 0.00098657 | 0.091392 | 0.00098657 | 0.00099901 | 0.028776 | 0.034946 | 0.032341 | 0.056333 | 0.028504 | 0.040697 | 0.040697 | 0 | 0.027161 | 0.055539 | 0.055079 | 0.019516 | 0.0098657 | 0.020879 | 0.22838 | 0.28226 | 0.53247 | 0.12599 | 0.0098657 | 0.0098657 | 0.0098657 | 0.014789 | 0.015279 | 0.014789 | 0.015279 | 0.014789 | 0.015154 | 0.014671 | 0.32341 | 0.089371 | 0.024587 | 0.024587 | 0.064239 | 0.024963 | 0.14662 | 0.029771 | 0.067841 | 0.013605 | 0.0054261 | 0.017239 | 0.20339 | 0.00098657 | 0.0039804 | 0.00098657 | 0.091392 | 0.00098657 | 0.00099901 | 0.027271 | 0.041619 | 0.032341 | 0.013385 | 0.013385 | 0.013548 | 0.013548 | 0 | 0.02727 | 0.055539 | 0.055079 | 0.019516 | 0.0098657 | 0.020879 | 0.22838 | 0.28227 | 0.53247 | 0.12599 | 0.0098657 | 0.0098657 | 0.0098657 | 0.029189 | 0.029936 | 0.029189 | 0.029936 | 0.029189 | 0.015281 | 0.014791 | 0.32342 | 0.09153 | 0.024587 | 0.024587 | 0.066501 | 0.024963 | 0.14943 | 0.10546 | 0.11462
3: Excessive load on cable | 0.02975 | 0.068236 | 0.013605 | 0.0054612 | 0.017375 | 0.20599 | 0.00099294 | 0.0039963 | 0.00099294 | 0.092507 | 0.00099294 | 0.000999 | 0.00051366 | 0.041709 | 0.032334 | 0.013559 | 0.013559 | 0.013548 | 0.013548 | 0 | 0.027268 | 0.055862 | 0.055399 | 0.019514 | 0.0098657 | 0.020978 | 0.2313 | 0.2859 | 0.5394 | 0.12756 | 0.0099294 | 0.0099294 | 0.0099294 | 0.015651 | 0.016164 | 0.015651 | 0.016164 | 0.015651 | 0.015279 | 0.01479 | 0.32759 | 0.091845 | 0.024821 | 0.024821 | 0.066682 | 0.024963 | 0.1496 | 0.03132 | 0.038604 | 0.00050681 | 0.0027875 | 0.0069317 | 0.0082261 | 0.00050681 | 0.5005 | 0.00050681 | 0.0074473 | 0.00050681 | 0.00099925 | 0.51366 | 0.51698 | 0.021873 | 0.50687 | 0.50688 | 0.026433 | 0.026433 | 0 | 0.023708 | 0.51025 | 0.51025 | 0.019684 | 0.0099294 | 0.47823 | 0.0083998 | 0.0087745 | 0.010514 | 0.0076879 | 0.0050681 | 0.0050681 | 0.0050681 | 0.0069147 | 0.0069181 | 0.0069147 | 0.0069181 | 0.0069147 | 0.01113 | 0.010883 | 0.0090606 | 0.44068 | 0.0069828 | 0.0069828 | 0.36486 | 0.024975 | 0.44721 | 0.03132 | 0.038604 | 0.00050681 | 0.0027875 | 0.0069317 | 0.0082261 | 0.00050681 | 0.5005 | 0.00050681 | 0.0074473 | 0.00050681 | 0.00099925 | 0.00051366 | 0.51698 | 0.021873 | 0.0070628 | 0.0070628 | 0.46928 | 0.46824 | 0 | 0.027315 | 0.51025 | 0.51025 | 0.019684 | 0.0099294 | 0.47823 | 0.0083998 | 0.0087745 | 0.010514 | 0.0076879 | 0.0050681 | 0.0050681 | 0.0050681 | 0.5075 | 0.50775 | 0.5075 | 0.50775 | 0.5075 | 0.015334 | 0.014841 | 0.0090606 | 0.44068 | 0.0069828 | 0.0069828 | 0.36486 | 0.024975 | 0.44721 | 0.033846 | 0.50975 | 0.00050681 | 0.0027875 | 0.00050875 | 0.60375 | 0.00051025 | 0.0005005 | 0.5005 | 0.54659 | 0.00050681 | 0.00099925 | 0.00051366 | 0.00051698 | 0.010598 | 0.00050688 | 0.00050688 | 0.0069695 | 0.47045 | 0 | 0.020137 | 0.51025 | 1 | 0.51 | 0.0050681 | 0.47823 | 0.0083998 | 0.0087745 | 0.010514 | 0.0076879 | 0.505 | 0.505 | 0.0050681 | 0.5075 | 0.50775 | 0.5075 | 0.50775 | 0.5075 | 0.0069816 | 0.0069781 | 0.013633 | 0.010506 | 0.010506 | 0.010506 | 0.010506 | 0.010506 | 0.011326 | 0.065918 | 0.36991 | 0.00050681 | 0.40099 | 0.00050875 | 0.00060375 | 0.00051025 | 0.0005005 | 0.5005 | 0.54659 | 0.072908 | 0.00096312 | 0.51366 | 0.00051698 | 0.010598 | 0.00050688 | 0.00050688 | 0.0069695 | 0.47045 | 0 | 0.020137 | 0.00051025 | 0.00051025 | 0.39148 | 0.0050681 | 0.47823 | 0.6165 | 0.644 | 0.77169 | 0.56425 | 0.505 | 0.505 | 0.505 | 0.5075 | 0.50775 | 0.5075 | 0.50775 | 0.5075 | 0.0069816 | 0.0069781 | 0.665 | 0.5125 | 0.5125 | 0.5125 | 0.5125 | 0.010506 | 0.5525 | 0.03132 | 0.038604 | 0.00050681 | 0.0027875 | 0.0069317 | 0.0082261 | 0.00050681 | 0.5005 | 0.00050681 | 0.0074473 | 0.00050681 | 0.00099925 | 0.00051366 | 0.51698 | 0.021873 | 0.0070628 | 0.0070628 | 0.46928 | 0.46824 | 0 | 0.027315 | 0.51025 | 0.51025 | 0.019684 | 0.0099294 | 0.47823 | 0.0083998 | 0.0087745 | 0.010514 | 0.0076879 | 0.0050681 | 0.0050681 | 0.0050681 | 0.5075 | 0.50775 | 0.5075 | 0.50775 | 0.5075 | 0.015334 | 0.014841 | 0.0090606 | 0.44068 | 0.0069828 | 0.0069828 | 0.36486 | 0.024975 | 0.44721 | 0.03132 | 0.038604 | 0.013612 | 0.0027875 | 0.0069317 | 0.0082261 | 0.00050681 | 0.0022757 | 0.00050681 | 0.0074473 | 0.00050681 | 0.00099925 | 0.51366 | 0.034483 | 0.032897 | 0.032037 | 0.018784 | 0.026433 | 0.026433 | 0 | 0.027231 | 0.03139 | 0.031143 | 0.019684 | 0.0098657 | 0.013686 | 0.0083998 | 0.0087745 | 0.010514 | 0.0076879 | 0.0050681 | 0.0050681 | 0.0050681 | 0.0069147 | 0.0069181 | 0.0069147 | 0.0069181 | 0.0069147 | 0.015235 | 0.014748 | 0.0090606 | 0.067402 | 0.0069828 | 0.0069828 | 0.052723 | 0.024975 | 0.13614 | 0.02975 | 0.068236 | 0.013605 | 0.0054612 | 0.017375 | 0.20599 | 0.00099294 | 0.0039963 | 0.00099294 | 0.092507 | 0.00099294 | 0.000999 | 0.027284 | 0.041625 | 0.032334 | 0.013385 | 0.013385 | 0.013548 | 0.013548 | 0 | 0.02727 | 0.055862 | 0.055399 | 0.019514 | 0.0098657 | 0.020978 | 0.2313 | 0.2859 | 0.5394 | 0.12756 | 0.0099294 | 0.0099294 | 0.0099294 | 0.022841 | 0.023594 | 0.022841 | 0.023594 | 0.022841 | 0.015281 | 0.014791 | 0.32759 | 0.091818 | 0.024821 | 0.024821 | 0.066654 | 0.024963 | 0.14957 | 0.029771 | 0.067841 | 0.013605 | 0.0054261 | 0.017239 | 0.20339 | 0.00098657 | 0.0034716 | 0.00098657 | 0.091392 | 0.00098657 | 0.00099901 | 0.028779 | 0.034946 | 0.032341 | 0.056333 | 0.028504 | 0.040697 | 0.040697 | 0 | 0.027161 | 0.055539 | 0.055079 | 0.019516 | 0.0098657 | 0.020879 | 0.22838 | 0.28226 | 0.53247 | 0.12599 | 0.0098657 | 0.0098657 | 0.0098657 | 0.014789 | 0.015279 | 0.014789 | 0.015279 | 0.014789 | 0.015154 | 0.014671 | 0.32341 | 0.089371 | 0.024587 | 0.024587 | 0.064239 | 0.024963 | 0.14662 | 0.029771 | 0.067841 | 0.013605 | 0.0054261 | 0.017239 | 0.20339 | 0.00098657 | 0.0039804 | 0.00098657 | 0.091392 | 0.00098657 | 0.00099901 | 0.027271 | 0.041619 | 0.032341 | 0.013385 | 0.013385 | 0.013548 | 0.013548 | 0 | 0.02727 | 0.055539 | 0.055079 | 0.019516 | 0.0098657 | 0.020879 | 0.22838 | 0.28227 | 0.53247 | 0.12599 | 0.0098657 | 0.0098657 | 0.0098657 | 0.029189 | 0.029936 | 0.029189 | 0.029936 | 0.029189 | 0.015281 | 0.014791 | 0.32342 | 0.09153 | 0.024587 | 0.024587 | 0.066501 | 0.024963 | 0.14943 | 0.11968 | 0.11426
3: Array cable: Loss of connectivity | 0.028893 | 0.017862 | 0.013605 | 0.016621 | 0.026632 | 0.25402 | 0.00098973 | 0.00099901 | 0.0035244 | 0.091951 | 0.000916 | 0.00099904 | 0.026983 | 0.041255 | 0.032904 | 0.013609 | 0.013609 | 0.013564 | 0.085786 | 0 | 0.027268 | 0.031113 | 0.031113 | 0.10435 | 0.0098657 | 0.025167 | 0.25385 | 0.30843 | 0.56184 | 0.15016 | 0.020212 | 0.020212 | 0.02043 | 0.029116 | 0.036468 | 0.029116 | 0.02986 | 0.029116 | 0.015279 | 0.014789 | 0.38175 | 0.069565 | 0.082211 | 0.082211 | 0.055062 | 0.04086 | 0.13905 | 0.02975 | 0.069491 | 0.013598 | 0.0054612 | 0.017375 | 0.20599 | 0.0015143 | 0.00098973 | 0.00099294 | 0.10045 | 0.00099294 | 0.000999 | 0.51366 | 0.0071085 | 0.032235 | 0.0069781 | 0.50688 | 0.0069781 | 0.0069781 | 0 | 0.023708 | 0.060141 | 0.059681 | 0.019514 | 0.0098657 | 0.020978 | 0.2313 | 0.2859 | 0.5394 | 0.12756 | 0.0099294 | 0.0099294 | 0.0099294 | 0.014894 | 0.0069816 | 0.014894 | 0.01539 | 0.0069781 | 0.01113 | 0.010883 | 0.32759 | 0.024493 | 0.024821 | 0.024821 | 0.024493 | 0.024963 | 0.10262 | 0.02975 | 0.054819 | 0.013612 | 0.0054612 | 0.017375 | 0.20599 | 0.00050688 | 0.0032457 | 0.00099294 | 0.0075156 | 0.00099294 | 0.000999 | 0.00051366 | 0.27928 | 0.032573 | 0.50687 | 0.50687 | 0.27782 | 0.042213 | 0 | 0.023708 | 0.045464 | 0.044996 | 0.019514 | 0.0098657 | 0.020978 | 0.2313 | 0.2859 | 0.5394 | 0.12756 | 0.0099294 | 0.0099294 | 0.0099294 | 0.015651 | 0.016164 | 0.015651 | 0.016164 | 0.015651 | 0.01113 | 0.010883 | 0.32759 |  | 0.024821 | 0.024821 |  | 0.024963 |  | 0.50975 | 0.010659 | 0.00050681 | 0.0027775 | 0.008925 | 0.012075 | 0.00051025 | 0.09951 | 0.000505 | 0.0095654 | 0.00054659 | 0.0005005 | 0.51366 | 0.51698 | 0.010598 | 0.0075156 | 0.0075156 | 0.0069695 | 0.50687 | 0 | 0.50687 | 0.011205 | 0.011205 | 1 | 0.0099294 | 0.47823 | 0.6165 | 0.644 | 0.77169 | 0.56425 | 0.0054659 | 0.0054659 | 0.000505 | 0.5075 | 0.50775 | 0.5075 | 0.50775 | 0.5075 | 0.0069816 | 0.0069781 | 0.665 | 0.5125 | 0.5125 | 0.5125 | 0.010506 | 0.5125 | 0.011326 | 0.034606 | 0.14052 | 0.00050681 | 0.0057603 | 0.00050875 | 0.00060375 | 0.00051025 | 0.0005005 | 0.0012976 | 0.54659 | 0.0010473 | 0.00099898 | 0.51366 | 0.00051698 | 0.033608 | 0.00050688 | 0.00050688 | 0.013652 | 0.25784 | 0 | 0.027362 | 0.00051025 | 0.00051025 | 0.062625 | 0.0099294 | 0.011535 | 0.23581 | 0.29135 | 0.54924 | 0.13027 | 0.010695 | 0.010695 | 0.010473 | 0.15851 | 0.16502 | 0.15851 | 0.16377 | 0.15851 | 0.015389 | 0.014893 | 0.34198 | 0.026393 | 0.027023 | 0.027023 | 0.026007 | 0.024736 | 0.10787 | 0.02975 | 0.069491 | 0.013598 | 0.0054612 | 0.017375 | 0.20599 | 0.0015143 | 0.00098973 | 0.00099294 | 0.10045 | 0.00099294 | 0.000999 | 0.00051366 | 0.0071085 | 0.032235 | 0.0069781 | 0.50687 | 0.0069781 | 0.0069781 | 0 | 0.023708 | 0.060141 | 0.059681 | 0.019514 | 0.0098657 | 0.020978 | 0.2313 | 0.2859 | 0.5394 | 0.12756 | 0.0099294 | 0.0099294 | 0.0099294 | 0.015651 | 0.50775 | 0.015651 | 0.016164 | 0.5075 | 0.01113 | 0.010883 | 0.32759 | 0.024493 | 0.024821 | 0.024821 | 0.024493 | 0.024963 | 0.10262 | 0.02975 | 0.068149 | 0.013605 | 0.0054612 | 0.017375 | 0.20599 | 0.00098973 | 0.0034859 | 0.00099294 | 0.091951 | 0.00099294 | 0.000999 | 0.026983 | 0.041736 | 0.032335 | 0.013609 | 0.013609 | 0.047381 | 0.040884 | 0 | 0.027268 | 0.055794 | 0.055331 | 0.019514 | 0.0098657 | 0.020978 | 0.2313 | 0.2859 | 0.5394 | 0.12756 | 0.0099294 | 0.0099294 | 0.0099294 | 0.014894 | 0.01539 | 0.014894 | 0.01539 | 0.014894 | 0.015279 | 0.014789 | 0.32759 | 0.091793 | 0.024821 | 0.024821 | 0.066659 | 0.024963 | 0.14958 | 0.029771 | 0.067841 | 0.013605 | 0.0054262 | 0.017239 | 0.2034 | 0.00098657 | 0.0039825 | 0.00098657 | 0.091393 | 0.00098657 | 0.00099901 | 0.027271 | 0.047526 | 0.032341 | 0.025636 | 0.013385 | 0.013574 | 0.013574 | 0 | 0.02727 | 0.055539 | 0.055079 | 0.019516 | 0.0098657 | 0.020879 | 0.22838 | 0.28227 | 0.53248 | 0.12599 | 0.0098657 | 0.0098657 | 0.0098657 | 0.029186 | 0.029932 | 0.029186 | 0.029932 | 0.029186 | 0.015281 | 0.014791 | 0.32342 | 0.093441 | 0.024587 | 0.024587 | 0.068503 | 0.024963 | 0.15191 | 0.029771 | 0.067841 | 0.013605 | 0.0054261 | 0.017239 | 0.20339 | 0.00098657 | 0.0039804 | 0.00098657 | 0.091392 | 0.00098657 | 0.00099901 | 0.048125 | 0.041698 | 0.032341 | 0.013548 | 0.048071 | 0.013548 | 0.013548 | 0 | 0.02702 | 0.055539 | 0.055079 | 0.019516 | 0.0098657 | 0.020879 | 0.22838 | 0.28227 | 0.53247 | 0.12599 | 0.0098657 | 0.0098657 | 0.0098657 | 0.014789 | 0.015279 | 0.014789 | 0.015279 | 0.014789 | 0.014989 | 0.014516 | 0.32342 | 0.091555 | 0.024587 | 0.024587 | 0.066527 | 0.024963 | 0.14946 | 0.039034 | 0.017866 | 0.013605 | 0.0054261 | 0.033257 | 0.25924 | 0.00098654 | 0.00099901 | 0.00098657 | 0.091392 | 0.0020439 | 0.00099848 | 0.027271 | 0.041232 | 0.032905 | 0.013565 | 0.013565 | 0.027221 | 0.013548 | 0 | 0.027268 | 0.031056 | 0.031056 | 0.019516 | 0.0098657 | 0.027584 | 0.22838 | 0.28227 | 0.53247 | 0.12599 | 0.025475 | 0.025475 | 0.0098657 | 0.035779 | 0.043019 | 0.035779 | 0.036522 | 0.035779 | 0.015279 | 0.014789 | 0.32342 | 0.069506 | 0.024587 | 0.024587 | 0.055028 | 0.041365 | 0.13901 | 0.091554 | 0.088124
3: Substation/grid interruption | 0.028893 | 0.017862 | 0.013605 | 0.016621 | 0.026632 | 0.25402 | 0.00098973 | 0.00099901 | 0.0035244 | 0.091951 | 0.000916 | 0.00099904 | 0.026983 | 0.041255 | 0.032904 | 0.013609 | 0.013609 | 0.013564 | 0.085786 | 0 | 0.027268 | 0.031113 | 0.031113 |  | 0.0098657 | 0.025167 | 0.25385 | 0.30843 | 0.56184 | 0.15016 | 0.020212 | 0.020212 | 0.02043 | 0.029116 | 0.036468 | 0.029116 | 0.02986 | 0.029116 | 0.015279 | 0.014789 | 0.38175 | 0.069565 | 0.082211 | 0.082211 | 0.055062 | 0.04086 | 0.13905 | 0.02975 | 0.069491 | 0.013598 | 0.0054612 | 0.017375 | 0.20599 | 0.0015143 | 0.00098973 | 0.00099294 | 0.10045 | 0.00099294 | 0.000999 | 0.51366 | 0.0071085 | 0.032235 | 0.0069781 | 0.50687 | 0.0069781 | 0.0069781 | 0 | 0.023708 | 0.060141 | 0.059681 | 0.019514 | 0.0098657 | 0.020978 | 0.2313 | 0.2859 | 0.5394 | 0.12756 | 0.0099294 | 0.0099294 | 0.0099294 | 0.014894 | 0.0069816 | 0.014894 | 0.01539 | 0.0069781 | 0.01113 | 0.010883 | 0.32759 | 0.024493 | 0.024821 | 0.024821 | 0.024493 | 0.024963 | 0.10262 | 0.02975 | 0.054819 | 0.013612 | 0.0054612 | 0.017375 | 0.20599 | 0.00050688 | 0.0032457 | 0.00099294 | 0.0075156 | 0.00099294 | 0.000999 | 0.00051366 |  | 0.010598 | 0.50687 | 0.50687 | 0.27782 | 0.042213 | 0 |  |  |  | 0.019514 | 0.0098657 | 0.020978 | 0.2313 | 0.2859 | 0.5394 | 0.12756 | 0.0099294 | 0.0099294 | 0.0099294 | 0.015651 | 0.016164 | 0.015651 | 0.016164 | 0.015651 | 0.01113 | 0.010883 | 0.32759 | 0.48141 | 0.024821 | 0.024821 | 0.4484 | 0.024963 | 0.5525 | 0.0050975 | 0.0099401 | 0.00050681 | 0.037463 | 0.0050875 | 0.0060375 | 0.00051025 | 0.09951 | 0.000505 | 0.0095654 | 0.00054659 | 0.0005005 | 0.51366 | 0.51698 | 0.010598 | 0.0075156 | 0.0075156 | 0.0069695 | 0.50687 | 0 | 0.50687 | 0.011205 | 0.011205 | 0.51 | 1 | 0.00505 | 0.012022 | 0.012558 | 0.015048 | 0.011003 | 0.47411 | 0.0054659 | 0.505 | 0.5075 | 0.50775 | 0.5075 | 0.50775 | 0.5075 | 0.0069816 | 0.0069781 | 0.665 | 0.5125 | 0.5125 | 0.5125 | 0.010506 | 0.5125 | 0.011326 | 0.034606 | 0.14135 | 0.00050681 | 0.0057603 | 0.00050875 | 0.00060375 | 0.00051025 | 0.0005005 | 0.0012976 | 0.54659 | 0.0010473 | 0.00099898 | 0.51366 | 0.00051698 | 0.033608 | 0.00050688 | 0.00050688 | 0.013652 | 0.25784 | 0 | 0.027362 | 0.00051025 | 0.00051025 | 0.062625 | 0.0099294 | 0.011535 | 0.23581 | 0.29135 | 0.54924 | 0.13027 | 0.010695 | 0.010695 | 0.010473 | 0.15851 | 0.16502 | 0.15851 | 0.16377 | 0.15851 | 0.015389 | 0.014893 | 0.34198 | 0.026393 | 0.027023 | 0.027023 | 0.026007 | 0.024736 | 0.10787 | 0.02975 | 0.069491 | 0.013598 | 0.0054612 | 0.017375 | 0.20599 | 0.0015143 | 0.00098973 | 0.00099294 | 0.10045 | 0.00099294 | 0.000999 | 0.00051366 | 0.033549 | 0.032004 | 0.0069781 | 0.020996 | 0.0069781 | 0.0069781 | 0 | 0.027215 | 0.07018 | 0.069725 | 0.019514 | 0.0098657 | 0.020978 | 0.2313 | 0.2859 | 0.5394 | 0.12756 | 0.0099294 | 0.0099294 | 0.0099294 | 0.015651 | 0.019347 | 0.015651 | 0.016164 | 0.018836 | 0.015217 | 0.014731 | 0.32759 | 0.024185 | 0.024821 | 0.024821 | 0.024185 | 0.024963 | 0.10038 | 0.02975 | 0.068149 | 0.013605 | 0.0054612 | 0.017375 | 0.20599 | 0.00098973 | 0.0034859 | 0.00099294 | 0.091951 | 0.00099294 | 0.000999 | 0.026983 | 0.041736 | 0.032335 | 0.013609 | 0.013609 | 0.047381 | 0.040884 | 0 | 0.027268 | 0.055794 | 0.055331 | 0.019514 | 0.0098657 | 0.020978 | 0.2313 | 0.2859 | 0.5394 | 0.12756 | 0.0099294 | 0.0099294 | 0.0099294 | 0.014894 | 0.01539 | 0.014894 | 0.01539 | 0.014894 | 0.015279 | 0.014789 | 0.32759 | 0.091793 | 0.024821 | 0.024821 | 0.066659 | 0.024963 | 0.14958 | 0.029771 | 0.067841 | 0.013605 | 0.0054262 | 0.017239 | 0.2034 | 0.00098657 | 0.0039815 | 0.00098657 | 0.091393 | 0.00098657 | 0.00099901 | 0.027271 | 0.048363 | 0.032341 | 0.027374 | 0.013385 | 0.013549 | 0.013549 | 0 | 0.02727 | 0.055539 | 0.055079 | 0.019516 | 0.0098657 | 0.020879 | 0.22838 | 0.28227 | 0.53248 | 0.12599 | 0.0098657 | 0.0098657 | 0.0098657 | 0.029186 | 0.029932 | 0.029186 | 0.029932 | 0.029186 | 0.015281 | 0.014791 | 0.32342 | 0.093711 | 0.024587 | 0.024587 | 0.068787 | 0.024963 | 0.15226 | 0.029771 | 0.067841 | 0.013605 | 0.0054261 | 0.017239 | 0.20339 | 0.00098657 | 0.0039804 | 0.00098657 | 0.091392 | 0.00098657 | 0.00099901 | 0.048113 | 0.041698 | 0.032341 | 0.013548 | 0.048059 | 0.013548 | 0.013548 | 0 | 0.02702 | 0.055539 | 0.055079 | 0.019516 | 0.0098657 | 0.020879 | 0.22838 | 0.28227 | 0.53247 | 0.12599 | 0.0098657 | 0.0098657 | 0.0098657 | 0.014789 | 0.015279 | 0.014789 | 0.015279 | 0.014789 | 0.014989 | 0.014516 | 0.32342 | 0.091555 | 0.024587 | 0.024587 | 0.066527 | 0.024963 | 0.14946 | 0.039034 | 0.017866 | 0.013605 | 0.0054261 | 0.033257 | 0.25924 | 0.00098654 | 0.00099901 | 0.00098657 | 0.091392 | 0.0020439 | 0.00099848 | 0.027271 | 0.041232 | 0.032905 | 0.013565 | 0.013565 | 0.027221 | 0.013548 | 0 | 0.027268 | 0.031056 | 0.031056 | 0.019516 | 0.0098657 | 0.027584 | 0.22838 | 0.28227 | 0.53247 | 0.12599 | 0.025475 | 0.025475 | 0.0098657 | 0.035779 | 0.043019 | 0.035779 | 0.036522 | 0.035779 | 0.015279 | 0.014789 | 0.32342 | 0.069506 | 0.024587 | 0.024587 | 0.055028 | 0.041365 | 0.13901 | 0.086641 | 0.011007
3: Reduced AEP | 0 | 0 | 0 | 0 | 0 | 0 | 0 | 0 | 0 | 0 | 0 | 0 | 0 | 0 | 0 | 0 | 0 | 0 | 0 | 0 | 0 | 0 | 0 | 0 | 0 | 0 | 0 | 0 | 0 | 0 | 0 | 0 | 0 | 0 | 0 | 0 | 0 | 0 | 0 | 0 | 0 | 0 | 0 | 0 | 0 | 0 | 0 | 0 | 0 | 0 | 0 | 0 | 0 | 0 | 0 | 0 | 0 | 0 | 0 | 0 | 0 | 0 | 0 | 0 | 0 | 0 | 0 | 0 | 0 | 0 | 0 | 0 | 0 | 0 | 0 | 0 | 0 | 0 | 0 | 0 | 0 | 0 | 0 | 0 | 0 | 0 | 0 | 0 | 0 | 0 | 0 | 0 | 0 | 0 | 0 | 0 | 0 | 0 | 0 | 0 | 0 | 0 | 0 | 0 | 0 | 0 | 0 | 0 | 0 | 0 | 0 | 0 | 0 | 0 | 0 | 0 | 0 | 0 | 0 | 0 | 0 | 0 | 0 | 0 | 0 | 0 | 0 | 0 | 0 | 0 | 0 | 0 | 0 | 0 | 0 | 0 | 0 | 0 | 0 | 0 | 0 | 0 | 0 | 0 | 0 | 0 | 0 | 0 | 0 | 0 | 0 | 0 | 0 | 0 | 0 | 0 | 0 | 0 | 0 | 0 | 0 | 0 | 0 | 0 | 0 | 0 | 1 | 0 | 0 | 0 | 0 | 0 | 0 | 0 | 0 | 0 | 0 | 0 | 0 | 0 | 0 | 0 | 0 | 0 | 0 | 0 | 0 | 0 | 0 | 0 | 0 | 0 | 0 | 0 | 0 | 0 | 0 | 0 | 0 | 0 | 0 | 0 | 0 | 0 | 0 | 0 | 0 | 0 | 0 | 0 | 0 | 0 | 0 | 0 | 0 | 0 | 0 | 0 | 0 | 0 | 0 | 0 | 0 | 0 | 0 | 0 | 0 | 0 | 0 | 0 | 0 | 0 | 0 | 0 | 0 | 0 | 0 | 0 | 0 | 0 | 0 | 0 | 0 | 0 | 0 | 0 | 0 | 0 | 0 | 0 | 0 | 0 | 0 | 0 | 0 | 0 | 0 | 0 | 0 | 0 | 0 | 0 | 0 | 0 | 0 | 0 | 0 | 0 | 0 | 0 | 0 | 0 | 0 | 0 | 0 | 0 | 0 | 0 | 0 | 0 | 0 | 0 | 0 | 0 | 0 | 0 | 0 | 0 | 0 | 0 | 0 | 0 | 0 | 0 | 0 | 0 | 0 | 0 | 0 | 0 | 0 | 0 | 0 | 0 | 0 | 0 | 0 | 0 | 0 | 0 | 0 | 0 | 0 | 0 | 0 | 0 | 0 | 0 | 0 | 0 | 0 | 0 | 0 | 0 | 0 | 0 | 0 | 0 | 0 | 0 | 0 | 0 | 0 | 0 | 0 | 0 | 0 | 0 | 0 | 0 | 0 | 0 | 0 | 0 | 0 | 0 | 0 | 0 | 0 | 0 | 0 | 0 | 0 | 0 | 0 | 0 | 0 | 0 | 0 | 0 | 0 | 0 | 0 | 0 | 0 | 0 | 0 | 0 | 0 | 0 | 0 | 0 | 0 | 0 | 0 | 0 | 0 | 0 | 0 | 0 | 0 | 0 | 0 | 0 | 0 | 0 | 0 | 0 | 0 | 0 | 0 | 0 | 0 | 0 | 0 | 0 | 0 | 0 | 0 | 0 | 0 | 0 | 0 | 0 | 0 | 0 | 0 | 0 | 0 | 0 | 0 | 0 | 0 | 0 | 0 | 0 | 0 | 0 | 0 | 0 | 0 | 0 | 0 | 0 | 0 | 0 | 0 | 0 | 0 | 0 | 0 | 0 | 0 | 0 | 0 | 0 | 0 | 0 | 0 | 0 | 0 | 0 | 0 | 0 | 0 | 0 | 0 | 0 | 0 | 0 | 0 | 0 | 0 | 0 | 0 | 0 | 0 | 0 | 0 | 0 | 0 | 0 | 0 | 0 | 0 | 0 | 0 | 0 | 0 | 0 | 0.0021277 | 0.10047
3: RNA structural | 0.02975 | 0.068236 | 0.013605 | 0.0054612 | 0.017375 | 0.20599 | 0.00099294 | 0.0039982 | 0.00099294 | 0.092507 | 0.00099294 | 0.000999 | 0.026983 | 0.041729 | 0.032334 | 0.0136 | 0.013609 | 0.0136 | 0.0136 | 0 | 0.027268 | 0.055862 | 0.055399 | 0.019514 | 0.0098657 | 0.020978 | 0.2313 | 0.2859 | 0.5394 | 0.12756 | 0.0099294 | 0.0099294 | 0.0099294 | 0.014894 | 0.01539 | 0.014894 | 0.01539 | 0.014894 | 0.015279 | 0.014789 | 0.32759 | 0.091852 | 0.024821 | 0.024821 | 0.066689 | 0.024963 | 0.14961 | 0.02975 |  | 0.013598 | 0.0054612 | 0.017375 | 0.20599 | 0.001539 | 0.00098973 | 0.00099294 | 0.101 | 0.00099294 | 0.000999 | 0.00051366 | 0.033549 | 0.010598 | 0.0069781 | 0.021021 | 0.0069781 | 0.0069781 | 0 | 0.027215 |  | 0.069491 | 0.019514 | 0.0098657 | 0.020978 | 0.2313 | 0.2859 | 0.5394 | 0.12756 | 0.0099294 | 0.0099294 | 0.0099294 | 0.015651 | 0.019651 | 0.015651 | 0.016164 | 0.019137 | 0.015217 | 0.01473 | 0.32759 | 0.024185 | 0.024821 | 0.024821 | 0.024185 | 0.024963 | 0.10038 | 0.025187 | 0.010659 | 0.00050681 | 0.14466 | 0.50875 | 0.60375 | 0.00050688 | 0.0005005 | 0.02655 | 0.0075156 | 0.00054659 | 0.00099923 | 0.0070628 | 0.51698 | 0.021873 | 0.0069695 | 0.0069695 | 0.0069695 | 0.47045 | 0 | 0.020137 | 0.51025 | 0.51025 |  | 0.0099294 | 0.22307 | 0.24129 | 0.2968 | 0.55457 | 0.13581 | 0.505 | 0.505 | 0.010746 | 0.5075 | 0.50775 | 0.5075 | 0.50775 | 0.5075 | 0.0069816 | 0.0069781 | 0.62755 | 0.44068 | 0.44131 | 0.44131 | 0.36486 | 0.27401 | 0.44721 | 0.0099401 | 0.012022 | 0.00050681 | 0.0033908 | 0.010789 | 0.12792 | 0.1411 | 0.19656 | 0.09951 | 0.0095654 | 0.00054659 | 0.0005005 | 0.51366 | 0.51698 | 0.010598 | 0.50687 | 0.50688 | 0.50687 | 0.50687 | 0 | 0.50687 | 0.51025 | 0.51025 | 0.01025 | 0.0099294 | 0.47823 | 1 | 0.644 | 0.77169 | 0.56425 | 0.505 | 0.0027775 | 0.0027775 | 0.0027912 | 0.0027926 | 0.0027912 | 0.0027926 | 0.0027912 | 0.0069816 | 0.0069781 | 0.0036575 | 0.5125 | 0.0028187 | 0.0028187 | 0.010506 | 0.5125 | 0.011326 | 0.025187 | 0.010659 | 0.00050681 | 0.14466 | 0.50875 | 0.60375 | 0.00050688 | 0.0005005 | 0.02655 | 0.0075156 | 0.00054659 | 0.00099923 | 0.0070628 | 0.51698 | 0.021873 | 0.0069695 | 0.0069695 | 0.0069695 | 0.47045 | 0 | 0.020137 | 0.51025 | 0.51025 |  | 0.0099294 | 0.22307 | 0.24129 | 0.2968 | 0.55457 | 0.13581 | 0.505 | 0.505 | 0.010746 | 0.5075 | 0.50775 | 0.5075 | 0.50775 | 0.5075 | 0.0069816 | 0.0069781 | 0.62755 | 0.44068 | 0.44131 | 0.44131 | 0.36486 | 0.27401 | 0.44721 | 0.02975 |  | 0.013598 | 0.0054612 | 0.017375 | 0.20599 | 0.001539 | 0.00098973 | 0.00099294 | 0.101 | 0.00099294 | 0.000999 | 0.00051366 | 0.033549 | 0.010598 | 0.0069781 | 0.021021 | 0.0069781 | 0.0069781 | 0 | 0.027215 |  | 0.069491 | 0.019514 | 0.0098657 | 0.020978 | 0.2313 | 0.2859 | 0.5394 | 0.12756 | 0.0099294 | 0.0099294 | 0.0099294 | 0.015651 | 0.019651 | 0.015651 | 0.016164 | 0.019137 | 0.015217 | 0.01473 | 0.32759 | 0.024185 | 0.024821 | 0.024821 | 0.024185 | 0.024963 | 0.10038 | 0.02975 | 0.068236 | 0.013605 | 0.0054612 | 0.017375 | 0.20599 | 0.00099294 | 0.0039982 | 0.00099294 | 0.092507 | 0.00099294 | 0.000999 | 0.026983 | 0.041729 | 0.032334 | 0.0136 | 0.013609 | 0.0136 | 0.0136 | 0 | 0.027268 | 0.055862 | 0.055399 | 0.019514 | 0.0098657 | 0.020978 | 0.2313 | 0.2859 | 0.5394 | 0.12756 | 0.0099294 | 0.0099294 | 0.0099294 | 0.014894 | 0.01539 | 0.014894 | 0.01539 | 0.014894 | 0.015279 | 0.014789 | 0.32759 | 0.091852 | 0.024821 | 0.024821 | 0.066689 | 0.024963 | 0.14961 | 0.039034 | 0.017866 | 0.013605 | 0.0054262 | 0.033253 | 0.25923 | 0.00098651 | 0.00099901 | 0.00098657 | 0.091388 | 0.0020436 | 0.00099848 | 0.027271 | 0.041232 | 0.032905 | 0.013565 | 0.013565 | 0.027194 | 0.013549 | 0 | 0.027268 | 0.031056 | 0.031056 | 0.019516 | 0.0098657 | 0.027582 | 0.22838 | 0.28227 | 0.53248 | 0.12599 | 0.025472 | 0.025472 | 0.0098657 | 0.035776 | 0.043015 | 0.035776 | 0.036519 | 0.035776 | 0.015279 | 0.014789 | 0.32342 | 0.069505 | 0.024587 | 0.024587 | 0.055027 | 0.041364 | 0.13901 | 0.029771 | 0.067841 | 0.013605 | 0.0054261 | 0.017239 | 0.20339 | 0.00098657 | 0.0039804 | 0.00098657 | 0.091392 | 0.00098657 | 0.00099901 | 0.027271 | 0.041698 | 0.032341 | 0.013548 | 0.049041 | 0.013548 | 0.013548 | 0 | 0.027013 | 0.055539 | 0.055079 | 0.019516 | 0.0098657 | 0.020879 | 0.22838 | 0.28227 | 0.53247 | 0.12599 | 0.0098657 | 0.0098657 | 0.0098657 | 0.014789 | 0.015279 | 0.014789 | 0.015279 | 0.014789 | 0.014981 | 0.014509 | 0.32342 | 0.091555 | 0.024587 | 0.024587 | 0.066527 | 0.024963 | 0.14946 | 0.029771 | 0.067841 | 0.013605 | 0.0054261 | 0.017239 | 0.20339 | 0.00098657 | 0.0039804 | 0.00098657 | 0.091392 | 0.00098657 | 0.00099901 | 0.027271 | 0.041698 | 0.032341 | 0.013548 | 0.013565 | 0.013548 | 0.013548 | 0 | 0.027268 | 0.055539 | 0.055079 | 0.019516 | 0.0098657 | 0.020879 | 0.22838 | 0.28227 | 0.53247 | 0.12599 | 0.0098657 | 0.0098657 | 0.0098657 | 0.014789 | 0.015279 | 0.014789 | 0.015279 | 0.014789 | 0.015279 | 0.014789 | 0.32342 | 0.091555 | 0.024587 | 0.024587 | 0.066527 | 0.024963 | 0.14946 | 0.11288 | 0.20637
3: generator & gearbox | 0.028893 | 0.017862 | 0.013605 | 0.016621 | 0.026632 | 0.25402 | 0.00098973 | 0.00099901 | 0.0035244 | 0.091951 | 0.000916 | 0.00099904 | 0.026983 | 0.041255 | 0.032904 | 0.013609 | 0.013609 | 0.013564 | 0.085786 | 0 | 0.027268 | 0.031113 | 0.031113 | 0.10435 | 0.0098657 | 0.025167 | 0.25385 | 0.30843 | 0.56184 | 0.15016 | 0.020212 | 0.020212 | 0.02043 | 0.029116 | 0.036468 | 0.029116 | 0.02986 | 0.029116 | 0.015279 | 0.014789 | 0.38175 | 0.069565 | 0.082211 | 0.082211 | 0.055062 | 0.04086 | 0.13905 | 0.02975 | 0.069491 | 0.013598 | 0.0054612 | 0.017375 | 0.20599 | 0.0015143 | 0.00098973 | 0.00099294 | 0.10045 | 0.00099294 | 0.000999 | 0.51366 | 0.0071085 | 0.032235 | 0.0069781 | 0.50687 | 0.0069781 | 0.0069781 | 0 | 0.023708 | 0.060141 | 0.059681 | 0.019514 | 0.0098657 | 0.020978 | 0.2313 | 0.2859 | 0.5394 | 0.12756 | 0.0099294 | 0.0099294 | 0.0099294 | 0.014894 | 0.0069816 | 0.014894 | 0.01539 | 0.0069781 | 0.01113 | 0.010883 | 0.32759 | 0.024493 | 0.024821 | 0.024821 | 0.024493 | 0.024963 | 0.10262 | 0.02975 | 0.054819 | 0.013612 | 0.0054612 | 0.017375 | 0.20599 | 0.00050688 | 0.0032457 | 0.00099294 | 0.0075156 | 0.00099294 | 0.000999 | 0.00051366 | 0.27928 | 0.032573 | 0.50687 | 0.50687 | 0.27782 | 0.042213 | 0 | 0.023708 | 0.045464 | 0.044996 | 0.019514 | 0.0098657 | 0.020978 | 0.2313 | 0.2859 | 0.5394 | 0.12756 | 0.0099294 | 0.0099294 | 0.0099294 | 0.015651 | 0.016164 | 0.015651 | 0.016164 | 0.015651 | 0.01113 | 0.010883 | 0.32759 |  | 0.024821 | 0.024821 |  | 0.024963 |  | 0.50975 | 0.010659 | 0.00050681 | 0.0027775 | 0.01127 | 0.13363 | 0.00051025 | 0.09951 | 0.000505 | 0.0095654 | 0.00054659 | 0.0005005 | 0.51366 | 0.51698 | 0.010598 | 0.0075156 | 0.0075156 | 0.0069695 | 0.50687 | 0 | 0.50687 | 0.011205 | 0.011205 | 0.51 | 0.0099294 | 0.47823 | 0.6165 | 1 | 0.77169 | 0.56425 | 0.0054659 | 0.0054659 | 0.000505 | 0.5075 | 0.50775 | 0.5075 | 0.50775 | 0.5075 | 0.0069816 | 0.0069781 | 0.665 | 0.5125 | 0.5125 | 0.5125 | 0.010506 | 0.5125 | 0.011326 | 0.034606 | 0.14052 | 0.00050681 | 0.0057603 | 0.00050875 | 0.00060375 | 0.00051025 | 0.0005005 | 0.0012976 | 0.54659 | 0.0010473 | 0.00099898 | 0.51366 | 0.00051698 | 0.033608 | 0.00050688 | 0.00050688 | 0.013652 | 0.25784 | 0 | 0.027362 | 0.00051025 | 0.00051025 | 0.062625 | 0.0099294 | 0.011535 | 0.23581 | 0.29135 | 0.54924 | 0.13027 | 0.010695 | 0.010695 | 0.010473 | 0.15851 | 0.16502 | 0.15851 | 0.16377 | 0.15851 | 0.015389 | 0.014893 | 0.34198 | 0.026393 | 0.027023 | 0.027023 | 0.026007 | 0.024736 | 0.10787 | 0.02975 | 0.069491 | 0.013598 | 0.0054612 | 0.017375 | 0.20599 | 0.0015143 | 0.00098973 | 0.00099294 | 0.10045 | 0.00099294 | 0.000999 | 0.00051366 | 0.0071085 | 0.032235 | 0.0069781 | 0.50687 | 0.0069781 | 0.0069781 | 0 | 0.023708 | 0.060141 | 0.059681 | 0.019514 | 0.0098657 | 0.020978 | 0.2313 | 0.2859 | 0.5394 | 0.12756 | 0.0099294 | 0.0099294 | 0.0099294 | 0.015651 | 0.50775 | 0.015651 | 0.016164 | 0.5075 | 0.01113 | 0.010883 | 0.32759 | 0.024493 | 0.024821 | 0.024821 | 0.024493 | 0.024963 | 0.10262 | 0.02975 | 0.068149 | 0.013605 | 0.0054612 | 0.017375 | 0.20599 | 0.00098973 | 0.0034859 | 0.00099294 | 0.091951 | 0.00099294 | 0.000999 | 0.026983 | 0.041736 | 0.032335 | 0.013609 | 0.013609 | 0.047381 | 0.040884 | 0 | 0.027268 | 0.055794 | 0.055331 | 0.019514 | 0.0098657 | 0.020978 | 0.2313 | 0.2859 | 0.5394 | 0.12756 | 0.0099294 | 0.0099294 | 0.0099294 | 0.014894 | 0.01539 | 0.014894 | 0.01539 | 0.014894 | 0.015279 | 0.014789 | 0.32759 | 0.091793 | 0.024821 | 0.024821 | 0.066659 | 0.024963 | 0.14958 | 0.029771 | 0.067841 | 0.013605 | 0.0054262 | 0.017239 | 0.2034 | 0.00098657 | 0.0039825 | 0.00098657 | 0.091393 | 0.00098657 | 0.00099901 | 0.027271 | 0.047526 | 0.032341 | 0.025636 | 0.013385 | 0.013574 | 0.013574 | 0 | 0.02727 | 0.055539 | 0.055079 | 0.019516 | 0.0098657 | 0.020879 | 0.22838 | 0.28227 | 0.53248 | 0.12599 | 0.0098657 | 0.0098657 | 0.0098657 | 0.029186 | 0.029932 | 0.029186 | 0.029932 | 0.029186 | 0.015281 | 0.014791 | 0.32342 | 0.093441 | 0.024587 | 0.024587 | 0.068503 | 0.024963 | 0.15191 | 0.029771 | 0.067841 | 0.013605 | 0.0054261 | 0.017239 | 0.20339 | 0.00098657 | 0.0039804 | 0.00098657 | 0.091392 | 0.00098657 | 0.00099901 | 0.048125 | 0.041698 | 0.032341 | 0.013548 | 0.048071 | 0.013548 | 0.013548 | 0 | 0.02702 | 0.055539 | 0.055079 | 0.019516 | 0.0098657 | 0.020879 | 0.22838 | 0.28227 | 0.53247 | 0.12599 | 0.0098657 | 0.0098657 | 0.0098657 | 0.014789 | 0.015279 | 0.014789 | 0.015279 | 0.014789 | 0.014989 | 0.014516 | 0.32342 | 0.091555 | 0.024587 | 0.024587 | 0.066527 | 0.024963 | 0.14946 | 0.039034 | 0.017866 | 0.013605 | 0.0054261 | 0.033257 | 0.25924 | 0.00098654 | 0.00099901 | 0.00098657 | 0.091392 | 0.0020439 | 0.00099848 | 0.027271 | 0.041232 | 0.032905 | 0.013565 | 0.013565 | 0.027221 | 0.013548 | 0 | 0.027268 | 0.031056 | 0.031056 | 0.019516 | 0.0098657 | 0.027584 | 0.22838 | 0.28227 | 0.53247 | 0.12599 | 0.025475 | 0.025475 | 0.0098657 | 0.035779 | 0.043019 | 0.035779 | 0.036522 | 0.035779 | 0.015279 | 0.014789 | 0.32342 | 0.069506 | 0.024587 | 0.024587 | 0.055028 | 0.041365 | 0.13901 | 0.091532 | 0.24314
3: turbine controls | 0.028893 | 0.017862 | 0.013605 | 0.016621 | 0.026632 | 0.25402 | 0.00098973 | 0.00099901 | 0.0035244 | 0.091951 | 0.000916 | 0.00099904 | 0.026983 | 0.041255 | 0.032904 | 0.013609 | 0.013609 | 0.013564 | 0.085786 | 0 | 0.027268 | 0.031113 | 0.031113 | 0.10435 | 0.0098657 | 0.025167 | 0.25385 | 0.30843 | 0.56184 | 0.15016 | 0.020212 | 0.020212 | 0.02043 | 0.029116 | 0.036468 | 0.029116 | 0.02986 | 0.029116 | 0.015279 | 0.014789 | 0.38175 | 0.069565 | 0.082211 | 0.082211 | 0.055062 | 0.04086 | 0.13905 | 0.02975 | 0.069491 | 0.013598 | 0.0054612 | 0.017375 | 0.20599 | 0.0015143 | 0.00098973 | 0.00099294 | 0.10045 | 0.00099294 | 0.000999 | 0.51366 | 0.0071085 | 0.032235 | 0.0069781 | 0.50687 | 0.0069781 | 0.0069781 | 0 | 0.023708 | 0.060141 | 0.059681 | 0.019514 | 0.0098657 | 0.020978 | 0.2313 | 0.2859 | 0.5394 | 0.12756 | 0.0099294 | 0.0099294 | 0.0099294 | 0.014894 | 0.0069816 | 0.014894 | 0.01539 | 0.0069781 | 0.01113 | 0.010883 | 0.32759 | 0.024493 | 0.024821 | 0.024821 | 0.024493 | 0.024963 | 0.10262 | 0.02975 | 0.054819 | 0.013612 | 0.0054612 | 0.017375 | 0.20599 | 0.00050688 | 0.0032457 | 0.00099294 | 0.0075156 | 0.00099294 | 0.000999 | 0.00051366 | 0.27928 | 0.032573 | 0.50687 | 0.50687 | 0.27782 | 0.042213 | 0 | 0.023708 | 0.045464 | 0.044996 | 0.019514 | 0.0098657 | 0.020978 | 0.2313 | 0.2859 | 0.5394 | 0.12756 | 0.0099294 | 0.0099294 | 0.0099294 | 0.015651 | 0.016164 | 0.015651 | 0.016164 | 0.015651 | 0.01113 | 0.010883 | 0.32759 |  | 0.024821 | 0.024821 |  | 0.024963 |  | 0.015048 | 0.015048 | 0.00050681 | 0.50275 | 0.013505 | 0.16013 | 0.00051025 | 0.000505 | 0.000505 | 0.0095654 | 0.00054659 | 0.0005005 | 0.51366 | 0.51698 | 0.010598 | 0.0075156 | 0.0075156 | 0.0069695 | 0.50687 | 0 | 0.50687 | 0.011205 | 0.011205 | 0.51 | 0.0099294 | 0.47823 | 0.6165 | 0.644 | 1 | 0.56425 | 0.0050975 | 0.0054659 | 0.505 | 0.5075 | 0.50775 | 0.5075 | 0.50775 | 0.5075 | 0.0069816 | 0.0069781 | 0.665 | 0.5125 | 0.5125 | 0.5125 | 0.010506 | 0.5125 | 0.011326 | 0.034606 | 0.14052 | 0.00050681 | 0.0057603 | 0.00050875 | 0.00060375 | 0.00051025 | 0.0005005 | 0.0012976 | 0.54659 | 0.0010473 | 0.00099898 | 0.51366 | 0.00051698 | 0.033608 | 0.00050688 | 0.00050688 | 0.013652 | 0.25784 | 0 | 0.027362 | 0.00051025 | 0.00051025 | 0.062625 | 0.0099294 | 0.011535 | 0.23581 | 0.29135 | 0.54924 | 0.13027 | 0.010695 | 0.010695 | 0.010473 | 0.15851 | 0.16502 | 0.15851 | 0.16377 | 0.15851 | 0.015389 | 0.014893 | 0.34198 | 0.026393 | 0.027023 | 0.027023 | 0.026007 | 0.024736 | 0.10787 | 0.02975 | 0.069491 | 0.013598 | 0.0054612 | 0.017375 | 0.20599 | 0.0015143 | 0.00098973 | 0.00099294 | 0.10045 | 0.00099294 | 0.000999 | 0.00051366 | 0.0071085 | 0.032235 | 0.0069781 | 0.50687 | 0.0069781 | 0.0069781 | 0 | 0.023708 | 0.060141 | 0.059681 | 0.019514 | 0.0098657 | 0.020978 | 0.2313 | 0.2859 | 0.5394 | 0.12756 | 0.0099294 | 0.0099294 | 0.0099294 | 0.015651 | 0.50775 | 0.015651 | 0.016164 | 0.5075 | 0.01113 | 0.010883 | 0.32759 | 0.024493 | 0.024821 | 0.024821 | 0.024493 | 0.024963 | 0.10262 | 0.02975 | 0.068149 | 0.013605 | 0.0054612 | 0.017375 | 0.20599 | 0.00098973 | 0.0034859 | 0.00099294 | 0.091951 | 0.00099294 | 0.000999 | 0.026983 | 0.041736 | 0.032335 | 0.013609 | 0.013609 | 0.047381 | 0.040884 | 0 | 0.027268 | 0.055794 | 0.055331 | 0.019514 | 0.0098657 | 0.020978 | 0.2313 | 0.2859 | 0.5394 | 0.12756 | 0.0099294 | 0.0099294 | 0.0099294 | 0.014894 | 0.01539 | 0.014894 | 0.01539 | 0.014894 | 0.015279 | 0.014789 | 0.32759 | 0.091793 | 0.024821 | 0.024821 | 0.066659 | 0.024963 | 0.14958 | 0.029771 | 0.067841 | 0.013605 | 0.0054262 | 0.017239 | 0.2034 | 0.00098657 | 0.0039825 | 0.00098657 | 0.091393 | 0.00098657 | 0.00099901 | 0.027271 | 0.047526 | 0.032341 | 0.025636 | 0.013385 | 0.013574 | 0.013574 | 0 | 0.02727 | 0.055539 | 0.055079 | 0.019516 | 0.0098657 | 0.020879 | 0.22838 | 0.28227 | 0.53248 | 0.12599 | 0.0098657 | 0.0098657 | 0.0098657 | 0.029186 | 0.029932 | 0.029186 | 0.029932 | 0.029186 | 0.015281 | 0.014791 | 0.32342 | 0.093441 | 0.024587 | 0.024587 | 0.068503 | 0.024963 | 0.15191 | 0.029771 | 0.067841 | 0.013605 | 0.0054261 | 0.017239 | 0.20339 | 0.00098657 | 0.0039804 | 0.00098657 | 0.091392 | 0.00098657 | 0.00099901 | 0.048125 | 0.041698 | 0.032341 | 0.013548 | 0.048071 | 0.013548 | 0.013548 | 0 | 0.02702 | 0.055539 | 0.055079 | 0.019516 | 0.0098657 | 0.020879 | 0.22838 | 0.28227 | 0.53247 | 0.12599 | 0.0098657 | 0.0098657 | 0.0098657 | 0.014789 | 0.015279 | 0.014789 | 0.015279 | 0.014789 | 0.014989 | 0.014516 | 0.32342 | 0.091555 | 0.024587 | 0.024587 | 0.066527 | 0.024963 | 0.14946 | 0.039034 | 0.017866 | 0.013605 | 0.0054261 | 0.033257 | 0.25924 | 0.00098654 | 0.00099901 | 0.00098657 | 0.091392 | 0.0020439 | 0.00099848 | 0.027271 | 0.041232 | 0.032905 | 0.013565 | 0.013565 | 0.027221 | 0.013548 | 0 | 0.027268 | 0.031056 | 0.031056 | 0.019516 | 0.0098657 | 0.027584 | 0.22838 | 0.28227 | 0.53247 | 0.12599 | 0.025475 | 0.025475 | 0.0098657 | 0.035779 | 0.043019 | 0.035779 | 0.036522 | 0.035779 | 0.015279 | 0.014789 | 0.32342 | 0.069506 | 0.024587 | 0.024587 | 0.055028 | 0.041365 | 0.13901 | 0.092209 | 0.41386
3: tower structural | 0.02975 | 0.068236 | 0.013605 | 0.0054612 | 0.017375 | 0.20599 | 0.00099294 | 0.0039982 | 0.00099294 | 0.092507 | 0.00099294 | 0.000999 | 0.026983 | 0.041729 | 0.032334 | 0.0136 | 0.013609 | 0.0136 | 0.0136 | 0 | 0.027268 | 0.055862 | 0.055399 | 0.019514 | 0.0098657 | 0.020978 | 0.2313 | 0.2859 | 0.5394 | 0.12756 | 0.0099294 | 0.0099294 | 0.0099294 | 0.014894 | 0.01539 | 0.014894 | 0.01539 | 0.014894 | 0.015279 | 0.014789 | 0.32759 |  | 0.024821 | 0.024821 | 0.066689 | 0.024963 | 0.14961 | 0.02975 |  | 0.013598 | 0.0054612 | 0.017375 | 0.20599 | 0.001539 | 0.00098973 | 0.00099294 | 0.101 | 0.00099294 | 0.000999 | 0.00051366 | 0.033549 | 0.010598 | 0.0069781 | 0.021021 | 0.0069781 | 0.0069781 | 0 | 0.027215 |  |  | 0.019514 | 0.0098657 | 0.020978 | 0.2313 | 0.2859 | 0.5394 | 0.12756 | 0.0099294 | 0.0099294 | 0.0099294 | 0.015651 | 0.019651 | 0.015651 | 0.016164 | 0.019137 | 0.015217 | 0.01473 | 0.32759 | 0.024185 | 0.024821 | 0.024821 | 0.024185 | 0.024963 | 0.10038 | 0.025187 | 0.010659 | 0.00050681 | 0.14466 | 0.50875 | 0.60375 | 0.00050688 | 0.0005005 | 0.02655 | 0.0075156 | 0.00054659 | 0.00099923 | 0.0070628 | 0.51698 | 0.021873 | 0.0069695 | 0.0069695 | 0.0069695 | 0.47045 | 0 | 0.020137 | 0.51025 | 0.51025 |  | 0.0099294 | 0.22307 | 0.24129 | 0.2968 | 0.55457 | 0.13581 | 0.505 | 0.505 | 0.010746 | 0.5075 | 0.50775 | 0.5075 | 0.50775 | 0.5075 | 0.0069816 | 0.0069781 | 0.62755 | 0.44068 | 0.44131 | 0.44131 | 0.36486 | 0.27401 | 0.44721 | 0.0099401 | 0.011003 | 0.00050681 | 0.0031034 | 0.0098744 | 0.60375 | 0.1411 | 0.19656 | 0.09951 | 0.0095654 | 0.00054659 | 0.0005005 | 0.51366 | 0.51698 | 0.010598 | 0.50687 | 0.50688 | 0.50687 | 0.50687 | 0 | 0.50687 | 0.51025 | 0.51025 | 0.01025 | 0.0099294 | 0.0050875 | 0.6165 | 0.644 | 0.77169 | 1 | 0.505 | 0.0027775 | 0.0027775 | 0.0027912 | 0.0027926 | 0.0027912 | 0.0027926 | 0.0027912 | 0.0069816 | 0.0069781 | 0.0036575 | 0.5125 | 0.0028188 | 0.0028188 | 0.010506 | 0.5125 | 0.011326 | 0.025187 | 0.010659 | 0.00050681 | 0.14466 | 0.50875 | 0.60375 | 0.00050688 | 0.0005005 | 0.02655 | 0.0075156 | 0.00054659 | 0.00099923 | 0.0070628 | 0.51698 | 0.021873 | 0.0069695 | 0.0069695 | 0.0069695 | 0.47045 | 0 | 0.020137 | 0.51025 | 0.51025 |  | 0.0099294 | 0.22307 | 0.24129 | 0.2968 | 0.55457 | 0.13581 | 0.505 | 0.505 | 0.010746 | 0.5075 | 0.50775 | 0.5075 | 0.50775 | 0.5075 | 0.0069816 | 0.0069781 | 0.62755 | 0.44068 | 0.44131 | 0.44131 | 0.36486 | 0.27401 | 0.44721 | 0.02975 |  | 0.013598 | 0.0054612 | 0.017375 | 0.20599 | 0.001539 | 0.00098973 | 0.00099294 | 0.101 | 0.00099294 | 0.000999 | 0.00051366 | 0.033549 | 0.010598 | 0.0069781 | 0.021021 | 0.0069781 | 0.0069781 | 0 | 0.027215 |  |  | 0.019514 | 0.0098657 | 0.020978 | 0.2313 | 0.2859 | 0.5394 | 0.12756 | 0.0099294 | 0.0099294 | 0.0099294 | 0.015651 | 0.019651 | 0.015651 | 0.016164 | 0.019137 | 0.015217 | 0.01473 | 0.32759 | 0.024185 | 0.024821 | 0.024821 | 0.024185 | 0.024963 | 0.10038 | 0.02975 | 0.068236 | 0.013605 | 0.0054612 | 0.017375 | 0.20599 | 0.00099294 | 0.0039982 | 0.00099294 | 0.092507 | 0.00099294 | 0.000999 | 0.026983 | 0.041729 | 0.032334 | 0.0136 | 0.013609 | 0.0136 | 0.0136 | 0 | 0.027268 | 0.055862 | 0.055399 | 0.019514 | 0.0098657 | 0.020978 | 0.2313 | 0.2859 | 0.5394 | 0.12756 | 0.0099294 | 0.0099294 | 0.0099294 | 0.014894 | 0.01539 | 0.014894 | 0.01539 | 0.014894 | 0.015279 | 0.014789 | 0.32759 |  | 0.024821 | 0.024821 | 0.066689 | 0.024963 | 0.14961 | 0.039034 | 0.017866 | 0.013605 | 0.0054262 | 0.033253 | 0.25923 | 0.00098651 | 0.00099901 | 0.00098657 | 0.091388 | 0.0020436 | 0.00099848 | 0.027271 | 0.041232 | 0.032905 | 0.013565 | 0.013565 | 0.027194 | 0.013549 | 0 | 0.027268 | 0.031056 | 0.031056 | 0.019516 | 0.0098657 | 0.027582 | 0.22838 | 0.28227 | 0.53248 | 0.12599 | 0.025472 | 0.025472 | 0.0098657 | 0.035776 | 0.043015 | 0.035776 | 0.036519 | 0.035776 | 0.015279 | 0.014789 | 0.32342 | 0.069505 | 0.024587 | 0.024587 | 0.055027 | 0.041364 | 0.13901 | 0.029771 | 0.067841 | 0.013605 | 0.0054261 | 0.017239 | 0.20339 | 0.00098657 | 0.0039804 | 0.00098657 | 0.091392 | 0.00098657 | 0.00099901 | 0.027271 | 0.041698 | 0.032341 | 0.013548 | 0.049041 | 0.013548 | 0.013548 | 0 |  | 0.055539 | 0.055079 | 0.019516 | 0.0098657 | 0.020879 | 0.22838 | 0.28227 | 0.53247 | 0.12599 | 0.0098657 | 0.0098657 | 0.0098657 | 0.014789 | 0.015279 | 0.014789 | 0.015279 | 0.014789 | 0.014981 | 0.014509 | 0.32342 | 0.091555 | 0.024587 | 0.024587 | 0.066527 | 0.024963 | 0.14946 | 0.029771 | 0.067841 | 0.013605 | 0.0054261 | 0.017239 | 0.20339 | 0.00098657 | 0.0039804 | 0.00098657 | 0.091392 | 0.00098657 | 0.00099901 | 0.027271 | 0.041698 | 0.032341 | 0.013548 | 0.013565 | 0.013548 | 0.013548 | 0 | 0.027268 | 0.055539 | 0.055079 | 0.019516 | 0.0098657 | 0.020879 | 0.22838 | 0.28227 | 0.53247 | 0.12599 | 0.0098657 | 0.0098657 | 0.0098657 | 0.014789 | 0.015279 | 0.014789 | 0.015279 | 0.014789 | 0.015279 | 0.014789 | 0.32342 | 0.091555 | 0.024587 | 0.024587 | 0.066527 | 0.024963 | 0.14946 | 0.11346 | 0.13651
3: platform (structural integrity) | 0.02975 | 0.068236 | 0.013605 | 0.0054612 | 0.017375 | 0.20599 | 0.00099294 | 0.0039982 | 0.00099294 | 0.092507 | 0.00099294 | 0.000999 | 0.02685 | 0.041729 | 0.032334 | 0.0136 | 0.013565 | 0.0136 | 0.0136 | 0 | 0.027268 | 0.055862 | 0.055399 | 0.019514 | 0.0098657 | 0.020978 | 0.2313 | 0.2859 | 0.5394 | 0.12756 | 0.0099294 | 0.0099294 | 0.0099294 | 0.014894 | 0.01539 | 0.014894 | 0.01539 | 0.014894 | 0.015279 | 0.014789 | 0.32759 |  | 0.024821 | 0.024821 | 0.066689 | 0.024963 | 0.14961 | 0.02975 |  | 0.013592 | 0.0054612 | 0.017375 | 0.20599 | 0.0020195 | 0.00098651 | 0.00099294 | 0.10692 | 0.00099294 | 0.000999 | 0.00051366 | 0.033372 | 0.010598 | 0.0136 | 0.027479 | 0.0136 | 0.0136 | 0 | 0.027168 |  |  | 0.019514 | 0.0098658 | 0.020978 | 0.2313 | 0.2859 | 0.5394 | 0.12756 | 0.0099294 | 0.0099294 | 0.0099294 | 0.015651 | 0.022906 | 0.015651 | 0.016164 | 0.022394 | 0.015162 | 0.014679 | 0.32759 | 0.024187 | 0.024821 | 0.024821 | 0.024187 | 0.024963 | 0.1004 | 0.025187 | 0.010659 | 0.00050681 | 0.14466 | 0.50875 | 0.60375 | 0.00050688 | 0.0005005 | 0.02655 | 0.0075156 | 0.00054659 | 0.00099923 | 0.0070628 | 0.51698 | 0.021873 | 0.0069695 | 0.0069695 | 0.0069695 |  | 0 | 0.020137 | 0.51025 | 0.51025 | 0.50161 | 0.0099294 | 0.22307 | 0.24129 | 0.2968 | 0.55457 | 0.13581 | 0.505 | 0.505 | 0.010746 | 0.5075 | 0.50775 | 0.5075 | 0.50775 | 0.5075 | 0.0069816 | 0.0069781 |  | 0.44068 |  |  | 0.36486 | 0.27401 | 0.44721 | 0.50975 | 0.00050975 | 0.00050681 | 0.0027775 | 0.00050875 | 0.00060375 | 0.1411 | 0.000505 | 0.000505 | 0.00054659 | 0.0005005 | 0.0005005 | 0.00051366 | 0.00051698 | 0.010598 | 0.50687 | 0.50688 | 0.50687 | 0.50687 | 0 | 0.020137 | 0.51025 | 0.51025 | 0.01025 | 0.0099294 | 0.47823 | 0.0033908 | 0.003542 | 0.0042443 | 0.0031034 | 1 | 0.505 | 0.0027775 | 0.0027912 | 0.0027926 | 0.0027912 | 0.0027926 | 0.0027912 | 0.0069816 | 0.0069781 | 0.0036575 | 0.5125 | 0.0028188 | 0.0028188 | 0.5125 | 0.0005125 | 0.5525 | 0.025187 | 0.010659 | 0.00050681 | 0.14466 | 0.50875 | 0.60375 | 0.00050688 | 0.0005005 | 0.02655 | 0.0075156 | 0.00054659 | 0.00099923 | 0.0070628 | 0.51698 | 0.021873 | 0.0069695 | 0.0069695 | 0.0069695 |  | 0 | 0.020137 | 0.51025 | 0.51025 | 0.50161 | 0.0099294 | 0.22307 | 0.24129 | 0.2968 | 0.55457 | 0.13581 | 0.505 | 0.505 | 0.010746 | 0.5075 | 0.50775 | 0.5075 | 0.50775 | 0.5075 | 0.0069816 | 0.0069781 |  | 0.44068 |  |  | 0.36486 | 0.27401 | 0.44721 | 0.02975 |  | 0.013592 | 0.0054612 | 0.017375 | 0.20599 | 0.0020195 | 0.00098651 | 0.00099294 | 0.10692 | 0.00099294 | 0.000999 | 0.00051366 | 0.033372 | 0.010598 | 0.0136 | 0.027479 | 0.0136 | 0.0136 | 0 | 0.027168 |  |  | 0.019514 | 0.0098658 | 0.020978 | 0.2313 | 0.2859 | 0.5394 | 0.12756 | 0.0099294 | 0.0099294 | 0.0099294 | 0.015651 | 0.022906 | 0.015651 | 0.016164 | 0.022394 | 0.015162 | 0.014679 | 0.32759 | 0.024187 | 0.024821 | 0.024821 | 0.024187 | 0.024963 | 0.1004 | 0.02975 | 0.068236 | 0.013605 | 0.0054612 | 0.017375 | 0.20599 | 0.00099294 | 0.0039982 | 0.00099294 | 0.092507 | 0.00099294 | 0.000999 | 0.02685 | 0.041729 | 0.032334 | 0.0136 | 0.013565 | 0.0136 | 0.0136 | 0 | 0.027268 | 0.055862 | 0.055399 | 0.019514 | 0.0098657 | 0.020978 | 0.2313 | 0.2859 | 0.5394 | 0.12756 | 0.0099294 | 0.0099294 | 0.0099294 | 0.014894 | 0.01539 | 0.014894 | 0.01539 | 0.014894 | 0.015279 | 0.014789 | 0.32759 |  | 0.024821 | 0.024821 | 0.066689 | 0.024963 | 0.14961 | 0 | 0.017866 | 0.013605 | 0.0054262 | 0.03325 | 0.25923 | 0.00098651 | 0.00099901 | 0.00098658 | 0.091388 | 0.0020433 | 0.00099848 | 0.027271 | 0.041232 | 0.032905 | 0.013565 | 0.013565 | 0.027171 | 0.013549 | 0 | 0.027268 | 0.031056 | 0.031056 | 0.019516 | 0.0098657 |  | 0.22838 | 0.28227 | 0.53248 | 0.12599 | 0.025469 | 0.025469 | 0.0098658 | 0.035773 | 0.043012 | 0.035773 | 0.036515 | 0.035773 | 0.015279 | 0.014789 | 0.32342 | 0.069505 | 0.024587 | 0.024587 | 0.055027 | 0.041364 | 0.13901 | 0.029771 | 0.067841 | 0.013605 | 0.0054261 | 0.017239 | 0.20339 | 0.00098657 | 0.0039804 | 0.00098657 | 0.091392 | 0.00098657 | 0.00099901 | 0.027271 | 0.041698 | 0.032341 | 0.013548 | 0.049041 | 0.013548 | 0.013548 | 0 |  | 0.055539 | 0.055079 | 0.019516 | 0.0098657 | 0.020879 | 0.22838 | 0.28227 | 0.53247 | 0.12599 | 0.0098657 | 0.0098657 | 0.0098657 | 0.014789 | 0.015279 | 0.014789 | 0.015279 | 0.014789 | 0.014981 | 0.014509 | 0.32342 |  | 0.024587 | 0.024587 | 0.066527 | 0.024963 | 0.14946 | 0.029771 | 0.067841 | 0.013605 | 0.0054261 | 0.017239 | 0.20339 | 0.00098657 | 0.0039804 | 0.00098657 | 0.091392 | 0.00098657 | 0.00099901 | 0.027271 | 0.041698 | 0.032341 | 0.013548 | 0.013565 | 0.013548 | 0.013548 | 0 | 0.027268 | 0.055539 | 0.055079 | 0.019516 | 0.0098657 | 0.020879 | 0.22838 | 0.28227 | 0.53247 | 0.12599 | 0.0098657 | 0.0098657 | 0.0098657 | 0.014789 | 0.015279 | 0.014789 | 0.015279 | 0.014789 | 0.015279 | 0.014789 | 0.32342 |  | 0.024587 | 0.024587 | 0.066527 | 0.024963 | 0.14946 | 0.10219 | 0.083966
3: platform (watertightness) | 0.028893 | 0.017862 | 0.013605 | 0.016621 | 0.026632 | 0.25402 | 0.00098973 | 0.00099901 | 0.0035244 | 0.091951 | 0.000916 | 0.00099904 | 0.026983 | 0.041255 | 0.032904 | 0.013609 | 0.013609 | 0.013564 | 0.085786 | 0 | 0.027268 | 0.031113 | 0.031113 |  | 0.0098657 | 0.025167 | 0.25385 | 0.30843 | 0.56184 | 0.15016 | 0.020212 | 0.020212 | 0.02043 | 0.029116 | 0.036468 | 0.029116 | 0.02986 | 0.029116 | 0.015279 | 0.014789 | 0.38175 | 0.069565 | 0.082211 | 0.082211 | 0.055062 | 0.04086 | 0.13905 | 0.02975 | 0.069491 | 0.013598 | 0.0054612 | 0.017375 | 0.20599 | 0.0015143 | 0.00098973 | 0.00099294 | 0.10045 | 0.00099294 | 0.000999 | 0.51366 | 0.0071085 | 0.032235 | 0.0069781 | 0.50688 | 0.0069781 | 0.0069781 | 0 | 0.023708 | 0.060141 | 0.059681 | 0.019514 | 0.0098657 | 0.020978 | 0.2313 | 0.2859 | 0.5394 | 0.12756 | 0.0099294 | 0.0099294 | 0.0099294 | 0.014894 | 0.0069816 | 0.014894 | 0.01539 | 0.0069781 | 0.01113 | 0.010883 | 0.32759 | 0.024493 | 0.024821 | 0.024821 | 0.024493 | 0.024963 | 0.10262 | 0.02975 | 0.054819 | 0.013612 | 0.0054612 | 0.017375 | 0.20599 | 0.00050688 | 0.0032457 | 0.00099294 | 0.0075156 | 0.00099294 | 0.000999 | 0.00051366 |  | 0.010598 | 0.50687 | 0.50687 | 0.27782 | 0.042213 | 0 |  |  |  | 0.019514 | 0.0098657 | 0.020978 | 0.2313 | 0.2859 | 0.5394 | 0.12756 | 0.0099294 | 0.0099294 | 0.0099294 | 0.015651 | 0.016164 | 0.015651 | 0.016164 | 0.015651 | 0.01113 | 0.010883 | 0.32759 | 0.48141 | 0.024821 | 0.024821 | 0.4484 | 0.024963 | 0.5525 | 0.50975 | 0.50975 | 0.00050681 | 0.0027775 | 0.50875 | 0.60375 | 0.00051025 | 0.000505 | 0.0005005 | 0.00054659 | 0.5005 | 0.0005005 | 0.51366 | 0.51698 | 0.010598 | 0.0075156 | 0.0075156 | 0.0069695 | 0.50687 | 0 | 0.50687 | 0.011205 | 0.011205 | 0.51 | 0.0099294 | 0.47823 | 0.6165 | 0.644 | 0.77169 | 0.56425 | 0.505 | 1 | 0.000505 | 0.5075 | 0.50775 | 0.5075 | 0.50775 | 0.5075 | 0.0069816 | 0.0069781 | 0.665 | 0.5125 | 0.5125 | 0.5125 | 0.010506 | 0.5125 | 0.011326 | 0.034606 |  | 0.00050681 | 0.0057603 | 0.00050875 | 0.00060375 | 0.00051025 | 0.0005005 | 0.0012976 | 0.54659 | 0.0010473 | 0.00099898 | 0.51366 | 0.00051698 | 0.033608 | 0.00050688 | 0.00050688 | 0.013652 |  | 0 | 0.027362 | 0.00051025 | 0.00051025 | 0.062625 | 0.0099294 | 0.011535 | 0.23581 | 0.29135 | 0.54924 | 0.13027 | 0.010695 | 0.010695 | 0.010473 | 0.15851 | 0.16502 | 0.15851 | 0.16377 | 0.15851 | 0.015389 | 0.014893 | 0.34198 | 0.026393 | 0.027023 | 0.027023 | 0.026007 | 0.024736 | 0.10787 | 0.02975 | 0.069491 | 0.013598 | 0.0054612 | 0.017375 | 0.20599 | 0.0015143 | 0.00098973 | 0.00099294 | 0.10045 | 0.00099294 | 0.000999 | 0.00051366 | 0.0071085 | 0.032235 | 0.0069781 | 0.50687 | 0.0069781 | 0.0069781 | 0 | 0.023708 | 0.060141 | 0.059681 | 0.019514 | 0.0098657 | 0.020978 | 0.2313 | 0.2859 | 0.5394 | 0.12756 | 0.0099294 | 0.0099294 | 0.0099294 | 0.015651 | 0.50775 | 0.015651 | 0.016164 | 0.5075 | 0.01113 | 0.010883 | 0.32759 | 0.024493 | 0.024821 | 0.024821 | 0.024493 | 0.024963 | 0.10262 | 0.02975 | 0.068149 | 0.013605 | 0.0054612 | 0.017375 | 0.20599 | 0.00098973 | 0.0034859 | 0.00099294 | 0.091951 | 0.00099294 | 0.000999 | 0.026983 | 0.041736 | 0.032335 | 0.013609 | 0.013609 | 0.047381 | 0.040884 | 0 | 0.027268 | 0.055794 | 0.055331 | 0.019514 | 0.0098657 | 0.020978 | 0.2313 | 0.2859 | 0.5394 | 0.12756 | 0.0099294 | 0.0099294 | 0.0099294 | 0.014894 | 0.01539 | 0.014894 | 0.01539 | 0.014894 | 0.015279 | 0.014789 | 0.32759 | 0.091793 | 0.024821 | 0.024821 | 0.066659 | 0.024963 | 0.14958 | 0.029771 | 0.067841 | 0.013605 | 0.0054262 | 0.017239 | 0.2034 | 0.00098657 | 0.0039825 | 0.00098657 | 0.091393 | 0.00098657 | 0.00099901 | 0.027271 | 0.047526 | 0.032341 | 0.025636 | 0.013385 | 0.013574 | 0.013574 | 0 | 0.02727 | 0.055539 | 0.055079 | 0.019516 | 0.0098657 | 0.020879 | 0.22838 | 0.28227 | 0.53248 | 0.12599 | 0.0098657 | 0.0098657 | 0.0098657 | 0.029186 | 0.029932 | 0.029186 | 0.029932 | 0.029186 | 0.015281 | 0.014791 | 0.32342 |  | 0.024587 | 0.024587 | 0.068503 | 0.024963 | 0.15191 | 0.029771 | 0.067841 | 0.013605 | 0.0054261 | 0.017239 | 0.20339 | 0.00098657 | 0.0039804 | 0.00098657 | 0.091392 | 0.00098657 | 0.00099901 | 0.048125 | 0.041698 | 0.032341 | 0.013548 | 0.048071 | 0.013548 | 0.013548 | 0 | 0.02702 | 0.055539 | 0.055079 | 0.019516 | 0.0098657 | 0.020879 | 0.22838 | 0.28227 | 0.53247 | 0.12599 | 0.0098657 | 0.0098657 | 0.0098657 | 0.014789 | 0.015279 | 0.014789 | 0.015279 | 0.014789 | 0.014989 | 0.014516 | 0.32342 | 0.091555 | 0.024587 | 0.024587 | 0.066527 | 0.024963 | 0.14946 | 0.039034 | 0.017866 | 0.013605 | 0.0054261 | 0.033257 | 0.25924 | 0.00098654 | 0.00099901 | 0.00098657 | 0.091392 | 0.0020439 | 0.00099848 | 0.027271 | 0.041232 | 0.032905 | 0.013565 | 0.013565 | 0.027221 | 0.013548 | 0 | 0.027268 | 0.031056 | 0.031056 | 0.019516 | 0.0098657 | 0.027584 | 0.22838 | 0.28227 | 0.53247 | 0.12599 | 0.025475 | 0.025475 | 0.0098657 | 0.035779 | 0.043019 | 0.035779 | 0.036522 | 0.035779 | 0.015279 | 0.014789 | 0.32342 | 0.069506 | 0.024587 | 0.024587 | 0.055028 | 0.041365 | 0.13901 | 0.10003 | 0.08296
3: ballast system failure | 0.038495 | 0.017862 | 0.013605 | 0.0054261 | 0.026632 | 0.25402 | 0.00098973 | 0.00099901 | 0.00098657 | 0.091951 | 0.000916 | 0.00099904 | 0.026983 | 0.041255 | 0.032904 | 0.013609 | 0.013609 | 0.013564 | 0.013548 | 0 | 0.027268 | 0.031113 | 0.031113 | 0.019516 | 0.0098657 | 0.025167 | 0.22838 | 0.28226 | 0.53247 | 0.12599 | 0.020212 | 0.020212 | 0.0098657 | 0.029116 | 0.036468 | 0.029116 | 0.02986 | 0.029116 | 0.015279 | 0.014789 | 0.32341 | 0.069565 | 0.024587 | 0.024587 | 0.055062 | 0.04086 | 0.13905 | 0.02975 | 0.069491 | 0.013598 | 0.0054612 | 0.017375 | 0.20599 | 0.0015143 | 0.00098973 | 0.00099294 | 0.10045 | 0.00099294 | 0.000999 | 0.51366 | 0.0071085 | 0.032235 | 0.0069781 | 0.50687 | 0.0069781 | 0.0069781 | 0 | 0.023708 | 0.060141 | 0.059681 | 0.019514 | 0.0098657 | 0.020978 | 0.2313 | 0.2859 | 0.5394 | 0.12756 | 0.0099294 | 0.0099294 | 0.0099294 | 0.014894 | 0.0069816 | 0.014894 | 0.01539 | 0.0069781 | 0.01113 | 0.010883 | 0.32759 | 0.024493 | 0.024821 | 0.024821 | 0.024493 | 0.024963 | 0.10262 | 0.03889 | 0.018532 | 0.013612 | 0.0054612 | 0.019602 | 0.22225 | 0.00050688 | 0.00099925 | 0.00099294 | 0.0075156 | 0.0011109 | 0.00099895 | 0.00051366 | 0.037821 | 0.033101 | 0.0069695 | 0.0069695 | 0.013609 |  | 0 | 0.027316 | 0.022548 | 0.022548 | 0.019514 | 0.0098657 | 0.022072 | 0.2313 | 0.2859 | 0.5394 | 0.12756 | 0.013781 | 0.013781 | 0.0099294 | 0.019133 | 0.023104 | 0.019133 | 0.019646 | 0.019133 | 0.015335 | 0.014842 | 0.32759 | 0.060511 | 0.024821 | 0.024821 | 0.049815 | 0.036783 | 0.1339 | 0.50975 | 0.00050975 | 0.00050681 | 0.0027775 | 0.00050875 | 0.00060375 | 0.00051025 | 0.000505 | 0.000505 | 0.00054659 | 0.0005005 | 0.0005005 | 0.00051366 | 0.00051698 | 0.010598 | 0.50687 | 0.50687 | 0.50688 | 0.50687 | 0 | 0.50687 | 0.51025 | 0.011205 | 0.51 | 0.0099294 | 0.47823 | 0.6165 | 0.644 | 0.77169 | 0.56425 | 0.000505 | 0.000505 | 1 | 0.0005075 | 0.00050775 | 0.0005075 | 0.00050775 | 0.0005075 | 0.0069816 | 0.0069781 | 0.000665 | 0.5125 | 0.0005125 | 0.0005125 | 0.5125 | 0.0005125 | 0.5525 | 0.043638 | 0.018532 | 0.00050681 | 0.0057603 | 0.00050875 | 0.00060375 | 0.00051025 | 0.0005005 | 0.0012976 | 0.0075156 | 0.0011325 | 0.00099893 | 0.51366 | 0.00051698 | 0.033608 | 0.00050688 | 0.00050688 | 0.013652 |  | 0 | 0.027362 | 0.00051025 | 0.00051025 | 0.062625 | 0.0099294 | 0.011535 | 0.23581 | 0.29135 | 0.54924 | 0.13027 | 0.011539 | 0.011539 | 0.010473 | 0.15851 | 0.16502 | 0.15851 | 0.16377 | 0.15851 | 0.015389 | 0.014893 | 0.34198 | 0.026393 | 0.027023 | 0.027023 | 0.026007 | 0.024736 | 0.10787 | 0.02975 | 0.069491 | 0.013598 | 0.0054612 | 0.017375 | 0.20599 | 0.0015143 | 0.00098973 | 0.00099294 | 0.10045 | 0.00099294 | 0.000999 | 0.00051366 | 0.0071085 | 0.032235 | 0.0069781 | 0.50687 | 0.0069781 | 0.0069781 | 0 | 0.023708 | 0.060141 | 0.059681 | 0.019514 | 0.0098657 | 0.020978 | 0.2313 | 0.2859 | 0.5394 | 0.12756 | 0.0099294 | 0.0099294 | 0.0099294 | 0.015651 | 0.50775 | 0.015651 | 0.016164 | 0.5075 | 0.01113 | 0.010883 | 0.32759 | 0.024493 | 0.024821 | 0.024821 | 0.024493 | 0.024963 | 0.10262 | 0.02975 | 0.068149 | 0.013605 | 0.0054612 | 0.017375 | 0.20599 | 0.00098973 | 0.0034859 | 0.00099294 | 0.091951 | 0.00099294 | 0.000999 | 0.026983 | 0.041736 | 0.032335 | 0.013609 | 0.013609 | 0.047381 | 0.040884 | 0 | 0.027268 | 0.055794 | 0.055331 | 0.019514 | 0.0098657 | 0.020978 | 0.2313 | 0.2859 | 0.5394 | 0.12756 | 0.0099294 | 0.0099294 | 0.0099294 | 0.014894 | 0.01539 | 0.014894 | 0.01539 | 0.014894 | 0.015279 | 0.014789 | 0.32759 | 0.091793 | 0.024821 | 0.024821 | 0.066659 | 0.024963 | 0.14958 | 0.029771 | 0.067841 | 0.013605 | 0.0054262 | 0.017239 | 0.2034 | 0.00098657 | 0.0039825 | 0.00098657 | 0.091393 | 0.00098657 | 0.00099901 | 0.027271 | 0.047526 | 0.032341 | 0.025636 | 0.013385 | 0.013574 | 0.013574 | 0 | 0.02727 | 0.055539 | 0.055079 | 0.019516 | 0.0098657 | 0.020879 | 0.22838 | 0.28227 | 0.53248 | 0.12599 | 0.0098657 | 0.0098657 | 0.0098657 | 0.029186 | 0.029932 | 0.029186 | 0.029932 | 0.029186 | 0.015281 | 0.014791 | 0.32342 |  | 0.024587 | 0.024587 | 0.068503 | 0.024963 | 0.15191 | 0.029771 | 0.067841 | 0.013605 | 0.0054261 | 0.017239 | 0.20339 | 0.00098657 | 0.0039804 | 0.00098657 | 0.091392 | 0.00098657 | 0.00099901 | 0.048125 | 0.041698 | 0.032341 | 0.013548 | 0.048071 | 0.013548 | 0.013548 | 0 |  | 0.055539 | 0.055079 | 0.019516 | 0.0098657 | 0.020879 | 0.22838 | 0.28227 | 0.53247 | 0.12599 | 0.0098657 | 0.0098657 | 0.0098657 | 0.014789 | 0.015279 | 0.014789 | 0.015279 | 0.014789 | 0.014989 | 0.014516 | 0.32342 | 0.091555 | 0.024587 | 0.024587 | 0.066527 | 0.024963 | 0.14946 | 0.039034 | 0.017866 | 0.013605 | 0.0054261 | 0.033257 | 0.25924 | 0.00098654 | 0.00099901 | 0.00098657 | 0.091392 | 0.0020439 | 0.00099848 | 0.027271 | 0.041232 | 0.032905 | 0.013565 | 0.013565 | 0.027221 | 0.013548 | 0 | 0.027268 | 0.031056 | 0.031056 | 0.019516 | 0.0098657 | 0.027584 | 0.22838 | 0.28227 | 0.53247 | 0.12599 | 0.025475 | 0.025475 | 0.0098657 | 0.035779 | 0.043019 | 0.035779 | 0.036522 | 0.035779 | 0.015279 | 0.014789 | 0.32342 | 0.069506 | 0.024587 | 0.024587 | 0.055028 | 0.041365 | 0.13901 | 0.080703 | 0.04117
3: chain | 0.03132 | 0.038604 | 0.013612 | 0.0027875 | 0.0069317 | 0.0082261 | 0.00050681 | 0.0027793 | 0.00050681 | 0.0074473 | 0.00050681 | 0.00099925 | 0.044611 | 0.041266 | 0.032897 | 0.0136 | 0.0355 | 0.0136 | 0.0136 | 0 | 0.02711 | 0.03139 | 0.031143 | 0.019684 | 0.0098657 | 0.013686 | 0.0083998 | 0.0087745 | 0.010514 | 0.0076879 | 0.0050681 | 0.0050681 | 0.0050681 | 0.0069147 | 0.0069181 | 0.0069147 | 0.0069181 | 0.0069147 | 0.015095 | 0.014616 | 0.0090606 | 0.069709 | 0.0069828 | 0.0069828 | 0.05508 | 0.024975 | 0.13907 | 0.03132 | 0.038604 | 0.013612 | 0.0027875 | 0.0069317 | 0.0082261 | 0.00050681 | 0.0025396 | 0.00050681 | 0.0074473 | 0.00050681 | 0.00099925 | 0.00051366 | 0.27916 | 0.032897 | 0.50687 | 0.0070628 | 0.0069781 | 0.0069781 | 0 | 0.027315 | 0.03139 | 0.031143 | 0.019684 | 0.0098657 | 0.013686 | 0.0083998 | 0.0087745 | 0.010514 | 0.0076879 | 0.0050681 | 0.0050681 | 0.0050681 | 0.5075 | 0.50775 | 0.5075 | 0.50775 | 0.5075 | 0.015334 | 0.014841 | 0.0090606 | 0.15063 | 0.0069828 | 0.0069828 | 0.13776 | 0.024975 | 0.24165 | 0.025187 | 0.010659 | 0.00050681 | 0.45337 | 0.50875 | 0.60375 | 0.00050688 | 0.0005005 | 0.5005 | 0.0075156 | 0.00054659 | 0.00099923 | 0.0070628 | 0.51698 | 0.021873 | 0.0069695 | 0.0069695 | 0.0069695 | 0.47045 | 0 | 0.020137 | 0.51025 | 0.51025 | 0.39189 | 0.0050681 | 0.47823 | 0.6165 | 0.644 | 0.77169 | 0.56425 | 0.505 | 0.505 | 0.505 | 0.5075 | 0.50775 | 0.5075 | 0.50775 | 0.5075 | 0.0069816 | 0.0069781 | 0.665 | 0.44068 | 0.5125 | 0.5125 | 0.36486 | 0.27401 | 0.44721 | 0.50975 | 0.010659 | 0.00050681 | 0.50275 | 0.50875 | 0.60375 | 0.072241 | 0.00050688 | 0.0005005 | 0.54659 | 0.00054659 | 0.0005005 | 0.51366 | 0.0071085 | 0.010598 | 0.0069781 | 0.50688 | 0.0069781 | 0.0069781 | 0 | 0.50687 | 0.51025 | 0.51025 | 0.51 | 0.0050681 | 0.47823 | 0.6165 | 0.644 | 0.77169 | 0.56425 | 0.505 | 0.505 | 0.505 | 1 | 0.0069816 | 0.5075 | 0.50775 | 0.0069781 | 0.0069816 | 0.0069781 | 0.022589 | 0.012925 | 0.012925 | 0.012925 | 0.012925 | 0.5125 | 0.018767 | 0.025187 | 0.010659 | 0.00050681 | 0.3564 | 0.50875 | 0.60375 | 0.00050688 | 0.0005005 | 0.068953 | 0.0075156 | 0.00054659 | 0.00099923 | 0.0070628 | 0.51698 | 0.021873 | 0.0069695 | 0.0069695 | 0.0069695 | 0.47045 | 0 | 0.020137 | 0.51025 | 0.51025 | 0.39189 | 0.0099294 | 0.22307 | 0.6165 | 0.644 | 0.77169 | 0.56425 | 0.505 | 0.505 | 0.37481 | 0.5075 | 0.50775 | 0.5075 | 0.50775 | 0.5075 | 0.0069816 | 0.0069781 | 0.665 | 0.44068 | 0.5125 | 0.5125 | 0.36486 | 0.27401 | 0.44721 | 0.03132 | 0.038604 | 0.013612 | 0.0027875 | 0.0069317 | 0.0082261 | 0.00050681 | 0.0025396 | 0.00050681 | 0.0074473 | 0.00050681 | 0.00099925 | 0.00051366 | 0.26214 | 0.032897 | 0.47157 | 0.013559 | 0.0069781 | 0.0069781 | 0 | 0.027268 | 0.03139 | 0.031143 | 0.019684 | 0.0098657 | 0.013686 | 0.0083998 | 0.0087745 | 0.010514 | 0.0076879 | 0.0050681 | 0.0050681 | 0.0050681 | 0.5075 | 0.50775 | 0.5075 | 0.50775 | 0.5075 | 0.015279 | 0.01479 | 0.0090606 | 0.14484 | 0.0069828 | 0.0069828 | 0.13185 | 0.024975 | 0.23431 | 0.02975 | 0.068236 | 0.013605 | 0.0054612 | 0.017375 | 0.20599 | 0.00099294 | 0.0039982 | 0.00099294 | 0.092507 | 0.00099294 | 0.000999 | 0.045067 | 0.041729 | 0.032334 | 0.0136 | 0.045178 | 0.0136 | 0.0136 | 0 | 0.027041 | 0.055862 | 0.055399 | 0.019514 | 0.0098657 | 0.020978 | 0.2313 | 0.2859 | 0.5394 | 0.12756 | 0.0099294 | 0.0099294 | 0.0099294 | 0.014894 | 0.01539 | 0.014894 | 0.01539 | 0.014894 | 0.015013 | 0.014539 | 0.32759 | 0.091852 | 0.024821 | 0.024821 | 0.066689 | 0.024963 | 0.14961 | 0.039034 | 0.017866 | 0.013605 | 0.0054261 | 0.033259 | 0.25924 | 0.00098651 | 0.00099901 | 0.00098657 | 0.091388 | 0.0020441 | 0.00099848 | 0.027271 | 0.041232 | 0.032905 | 0.013565 | 0.013565 | 0.02722 | 0.013548 | 0 | 0.027268 | 0.031056 | 0.031056 | 0.019516 | 0.0098657 | 0.027585 | 0.22838 | 0.28226 | 0.53247 | 0.12599 | 0.025477 | 0.025477 | 0.0098657 | 0.035782 | 0.043021 | 0.035782 | 0.036525 | 0.035782 | 0.015279 | 0.014789 | 0.32341 | 0.069505 | 0.024587 | 0.024587 | 0.055027 | 0.041365 | 0.13901 | 0.029771 | 0.067841 | 0.013605 | 0.0054261 | 0.017239 | 0.20339 | 0.00098657 | 0.0034716 | 0.00098657 | 0.091392 | 0.00098657 | 0.00099901 | 0.027271 | 0.034946 | 0.032341 | 0.070427 | 0.035999 | 0.047268 | 0.047268 | 0 | 0.027107 | 0.055539 | 0.055079 | 0.019516 | 0.0098657 | 0.020879 | 0.22838 | 0.28227 | 0.53247 | 0.12599 | 0.0098657 | 0.0098657 | 0.0098657 | 0.014789 | 0.015279 | 0.014789 | 0.015279 | 0.014789 | 0.015091 | 0.014612 | 0.32342 | 0.089371 | 0.024587 | 0.024587 | 0.064239 | 0.024963 | 0.14662 | 0.029771 | 0.067841 | 0.013605 | 0.0054261 | 0.017239 | 0.20339 | 0.00098657 | 0.0039804 | 0.00098657 | 0.091392 | 0.00098657 | 0.00099901 | 0.027271 | 0.041698 | 0.032341 | 0.013548 | 0.070772 | 0.013548 | 0.013548 | 0 | 0.026856 | 0.055539 | 0.055079 | 0.019516 | 0.0098657 | 0.020879 | 0.22838 | 0.28227 | 0.53247 | 0.12599 | 0.0098657 | 0.0098657 | 0.0098657 | 0.014789 | 0.015279 | 0.014789 | 0.015279 | 0.014789 | 0.014798 | 0.014336 | 0.32342 | 0.091555 | 0.024587 | 0.024587 | 0.066527 | 0.024963 | 0.14946 | 0.13402 | 0.13575
3: synthetic rope | 0.03132 | 0.038604 | 0.013612 | 0.0027875 | 0.0069317 | 0.0082261 | 0.00050681 | 0.0027793 | 0.00050681 | 0.0074473 | 0.00050681 | 0.00099925 | 0.044611 | 0.041266 | 0.032897 | 0.0136 | 0.0355 | 0.0136 | 0.0136 | 0 | 0.02711 | 0.03139 | 0.031143 | 0.019684 | 0.0098657 | 0.013686 | 0.0083998 | 0.0087745 | 0.010514 | 0.0076879 | 0.0050681 | 0.0050681 | 0.0050681 | 0.0069147 | 0.0069181 | 0.0069147 | 0.0069181 | 0.0069147 | 0.015095 | 0.014616 | 0.0090606 | 0.069709 | 0.0069828 | 0.0069828 | 0.05508 | 0.024975 | 0.13907 | 0.03132 | 0.038604 | 0.013612 | 0.0027875 | 0.0069317 | 0.0082261 | 0.00050681 | 0.0025396 | 0.00050681 | 0.0074473 | 0.00050681 | 0.00099925 | 0.00051366 | 0.27916 | 0.032897 | 0.50687 | 0.0070628 | 0.0069781 | 0.0069781 | 0 | 0.027315 | 0.03139 | 0.031143 | 0.019684 | 0.0098657 | 0.013686 | 0.0083998 | 0.0087745 | 0.010514 | 0.0076879 | 0.0050681 | 0.0050681 | 0.0050681 | 0.5075 | 0.50775 | 0.5075 | 0.50775 | 0.5075 | 0.015334 | 0.014841 | 0.0090606 | 0.15063 | 0.0069828 | 0.0069828 | 0.13776 | 0.024975 | 0.24165 | 0.025187 | 0.010659 | 0.00050681 | 0.45337 | 0.50875 | 0.60375 | 0.00050688 | 0.0005005 | 0.5005 | 0.0075156 | 0.00054659 | 0.00099923 | 0.0070628 | 0.51698 | 0.021873 | 0.0069695 | 0.0069695 | 0.0069695 | 0.47045 | 0 | 0.020137 | 0.51025 | 0.51025 | 0.39189 | 0.0050681 | 0.47823 | 0.6165 | 0.644 | 0.77169 | 0.56425 | 0.505 | 0.505 | 0.505 | 0.5075 | 0.50775 | 0.5075 | 0.50775 | 0.5075 | 0.0069816 | 0.0069781 | 0.665 | 0.44068 | 0.5125 | 0.5125 | 0.36486 | 0.27401 | 0.44721 | 0.50975 | 0.010659 | 0.00050681 | 0.50275 | 0.50875 | 0.60375 | 0.072241 | 0.00050688 | 0.0005005 | 0.54659 | 0.00054659 | 0.0005005 | 0.51366 | 0.0071085 | 0.010598 | 0.0069816 | 0.50688 | 0.0069816 | 0.0069816 | 0 | 0.50687 | 0.51025 | 0.51025 | 0.51 | 0.0050681 | 0.47823 | 0.6165 | 0.644 | 0.77169 | 0.56425 | 0.505 | 0.505 | 0.505 | 0.5075 | 1 | 0.5075 | 0.50775 | 0.0069781 | 0.0069816 | 0.0069781 | 0.022589 | 0.012925 | 0.012925 | 0.012925 | 0.012925 | 0.5125 | 0.018767 | 0.025187 | 0.010659 | 0.00050681 | 0.3564 | 0.50875 | 0.60375 | 0.00050688 | 0.0005005 | 0.068953 | 0.0075156 | 0.00054659 | 0.00099923 | 0.0070628 | 0.51698 | 0.021873 | 0.0069695 | 0.0069695 | 0.0069695 | 0.47045 | 0 | 0.020137 | 0.51025 | 0.51025 | 0.39189 | 0.0099294 | 0.22307 | 0.6165 | 0.644 | 0.77169 | 0.56425 | 0.505 | 0.505 | 0.37481 | 0.5075 | 0.50775 | 0.5075 | 0.50775 | 0.5075 | 0.0069816 | 0.0069781 | 0.665 | 0.44068 | 0.5125 | 0.5125 | 0.36486 | 0.27401 | 0.44721 | 0.03132 | 0.038604 | 0.013612 | 0.0027875 | 0.0069317 | 0.0082261 | 0.00050681 | 0.0025396 | 0.00050681 | 0.0074473 | 0.00050681 | 0.00099925 | 0.00051366 | 0.26214 | 0.032897 | 0.47157 | 0.013559 | 0.0069781 | 0.0069781 | 0 | 0.027268 | 0.03139 | 0.031143 | 0.019684 | 0.0098657 | 0.013686 | 0.0083998 | 0.0087745 | 0.010514 | 0.0076879 | 0.0050681 | 0.0050681 | 0.0050681 | 0.5075 | 0.50775 | 0.5075 | 0.50775 | 0.5075 | 0.015279 | 0.01479 | 0.0090606 | 0.14484 | 0.0069828 | 0.0069828 | 0.13185 | 0.024975 | 0.23431 | 0.02975 | 0.068236 | 0.013605 | 0.0054612 | 0.017375 | 0.20599 | 0.00099294 | 0.0039982 | 0.00099294 | 0.092507 | 0.00099294 | 0.000999 | 0.045067 | 0.041729 | 0.032334 | 0.0136 | 0.045178 | 0.0136 | 0.0136 | 0 | 0.027041 | 0.055862 | 0.055399 | 0.019514 | 0.0098657 | 0.020978 | 0.2313 | 0.2859 | 0.5394 | 0.12756 | 0.0099294 | 0.0099294 | 0.0099294 | 0.014894 | 0.01539 | 0.014894 | 0.01539 | 0.014894 | 0.015013 | 0.014539 | 0.32759 | 0.091852 | 0.024821 | 0.024821 | 0.066689 | 0.024963 | 0.14961 | 0.039034 | 0.017866 | 0.013605 | 0.0054261 | 0.033259 | 0.25924 | 0.00098651 | 0.00099901 | 0.00098657 | 0.091388 | 0.0020441 | 0.00099848 | 0.027271 | 0.041232 | 0.032905 | 0.013565 | 0.013565 | 0.02722 | 0.013548 | 0 | 0.027268 | 0.031056 | 0.031056 | 0.019516 | 0.0098657 | 0.027585 | 0.22838 | 0.28226 | 0.53247 | 0.12599 | 0.025477 | 0.025477 | 0.0098657 | 0.035782 | 0.043021 | 0.035782 | 0.036525 | 0.035782 | 0.015279 | 0.014789 | 0.32341 | 0.069505 | 0.024587 | 0.024587 | 0.055027 | 0.041365 | 0.13901 | 0.029771 | 0.067841 | 0.013605 | 0.0054261 | 0.017239 | 0.20339 | 0.00098657 | 0.0034716 | 0.00098657 | 0.091392 | 0.00098657 | 0.00099901 | 0.027271 | 0.034946 | 0.032341 | 0.070427 | 0.035999 | 0.047268 | 0.047268 | 0 | 0.027107 | 0.055539 | 0.055079 | 0.019516 | 0.0098657 | 0.020879 | 0.22838 | 0.28227 | 0.53247 | 0.12599 | 0.0098657 | 0.0098657 | 0.0098657 | 0.014789 | 0.015279 | 0.014789 | 0.015279 | 0.014789 | 0.015091 | 0.014612 | 0.32342 | 0.089371 | 0.024587 | 0.024587 | 0.064239 | 0.024963 | 0.14662 | 0.029771 | 0.067841 | 0.013605 | 0.0054261 | 0.017239 | 0.20339 | 0.00098657 | 0.0039804 | 0.00098657 | 0.091392 | 0.00098657 | 0.00099901 | 0.027271 | 0.041698 | 0.032341 | 0.013548 | 0.070772 | 0.013548 | 0.013548 | 0 | 0.026856 | 0.055539 | 0.055079 | 0.019516 | 0.0098657 | 0.020879 | 0.22838 | 0.28227 | 0.53247 | 0.12599 | 0.0098657 | 0.0098657 | 0.0098657 | 0.014789 | 0.015279 | 0.014789 | 0.015279 | 0.014789 | 0.014798 | 0.014336 | 0.32342 | 0.091555 | 0.024587 | 0.024587 | 0.066527 | 0.024963 | 0.14946 | 0.13508 | 0.13479
3: wire rope | 0.03132 | 0.038604 | 0.013612 | 0.0027875 | 0.0069317 | 0.0082261 | 0.00050681 | 0.0027793 | 0.00050681 | 0.0074473 | 0.00050681 | 0.00099925 | 0.044611 | 0.041266 | 0.032897 | 0.0136 | 0.0355 | 0.0136 | 0.0136 | 0 | 0.02711 | 0.03139 | 0.031143 | 0.019684 | 0.0098657 | 0.013686 | 0.0083998 | 0.0087745 | 0.010514 | 0.0076879 | 0.0050681 | 0.0050681 | 0.0050681 | 0.0069147 | 0.0069181 | 0.0069147 | 0.0069181 | 0.0069147 | 0.015095 | 0.014616 | 0.0090606 | 0.069709 | 0.0069828 | 0.0069828 | 0.05508 | 0.024975 | 0.13907 | 0.03132 | 0.038604 | 0.013612 | 0.0027875 | 0.0069317 | 0.0082261 | 0.00050681 | 0.0025396 | 0.00050681 | 0.0074473 | 0.00050681 | 0.00099925 | 0.00051366 | 0.27916 | 0.032897 | 0.50687 | 0.0070628 | 0.0069781 | 0.0069781 | 0 | 0.027315 | 0.03139 | 0.031143 | 0.019684 | 0.0098657 | 0.013686 | 0.0083998 | 0.0087745 | 0.010514 | 0.0076879 | 0.0050681 | 0.0050681 | 0.0050681 | 0.5075 | 0.50775 | 0.5075 | 0.50775 | 0.5075 | 0.015334 | 0.014841 | 0.0090606 | 0.15063 | 0.0069828 | 0.0069828 | 0.13776 | 0.024975 | 0.24165 | 0.025187 | 0.010659 | 0.00050681 | 0.45337 | 0.50875 | 0.60375 | 0.00050688 | 0.0005005 | 0.5005 | 0.0075156 | 0.00054659 | 0.00099923 | 0.0070628 | 0.51698 | 0.021873 | 0.0069695 | 0.0069695 | 0.0069695 | 0.47045 | 0 | 0.020137 | 0.51025 | 0.51025 | 0.39189 | 0.0050681 | 0.47823 | 0.6165 | 0.644 | 0.77169 | 0.56425 | 0.505 | 0.505 | 0.505 | 0.5075 | 0.50775 | 0.5075 | 0.50775 | 0.5075 | 0.0069816 | 0.0069781 | 0.665 | 0.44068 | 0.5125 | 0.5125 | 0.36486 | 0.27401 | 0.44721 | 0.50975 | 0.010659 | 0.00050681 | 0.50275 | 0.50875 | 0.60375 | 0.072241 | 0.00050688 | 0.0005005 | 0.54659 | 0.00054659 | 0.0005005 | 0.51366 | 0.0071085 | 0.010598 | 0.0069781 | 0.50688 | 0.0069781 | 0.0069781 | 0 | 0.50687 | 0.51025 | 0.51025 | 0.51 | 0.0050681 | 0.47823 | 0.6165 | 0.644 | 0.77169 | 0.56425 | 0.505 | 0.505 | 0.505 | 0.5075 | 0.0069816 | 1 | 0.50775 | 0.0069781 | 0.0069816 | 0.0069781 | 0.022589 | 0.012925 | 0.012925 | 0.012925 | 0.012925 | 0.5125 | 0.018767 | 0.025187 | 0.010659 | 0.00050681 | 0.3564 | 0.50875 | 0.60375 | 0.00050688 | 0.0005005 | 0.068953 | 0.0075156 | 0.00054659 | 0.00099923 | 0.0070628 | 0.51698 | 0.021873 | 0.0069695 | 0.0069695 | 0.0069695 | 0.47045 | 0 | 0.020137 | 0.51025 | 0.51025 | 0.39189 | 0.0099294 | 0.22307 | 0.6165 | 0.644 | 0.77169 | 0.56425 | 0.505 | 0.505 | 0.37481 | 0.5075 | 0.50775 | 0.5075 | 0.50775 | 0.5075 | 0.0069816 | 0.0069781 | 0.665 | 0.44068 | 0.5125 | 0.5125 | 0.36486 | 0.27401 | 0.44721 | 0.03132 | 0.038604 | 0.013612 | 0.0027875 | 0.0069317 | 0.0082261 | 0.00050681 | 0.0025396 | 0.00050681 | 0.0074473 | 0.00050681 | 0.00099925 | 0.00051366 | 0.26214 | 0.032897 | 0.47157 | 0.013559 | 0.0069781 | 0.0069781 | 0 | 0.027268 | 0.03139 | 0.031143 | 0.019684 | 0.0098657 | 0.013686 | 0.0083998 | 0.0087745 | 0.010514 | 0.0076879 | 0.0050681 | 0.0050681 | 0.0050681 | 0.5075 | 0.50775 | 0.5075 | 0.50775 | 0.5075 | 0.015279 | 0.01479 | 0.0090606 | 0.14484 | 0.0069828 | 0.0069828 | 0.13185 | 0.024975 | 0.23431 | 0.02975 | 0.068236 | 0.013605 | 0.0054612 | 0.017375 | 0.20599 | 0.00099294 | 0.0039982 | 0.00099294 | 0.092507 | 0.00099294 | 0.000999 | 0.045067 | 0.041729 | 0.032334 | 0.0136 | 0.045178 | 0.0136 | 0.0136 | 0 | 0.027041 | 0.055862 | 0.055399 | 0.019514 | 0.0098657 | 0.020978 | 0.2313 | 0.2859 | 0.5394 | 0.12756 | 0.0099294 | 0.0099294 | 0.0099294 | 0.014894 | 0.01539 | 0.014894 | 0.01539 | 0.014894 | 0.015013 | 0.014539 | 0.32759 | 0.091852 | 0.024821 | 0.024821 | 0.066689 | 0.024963 | 0.14961 | 0.039034 | 0.017866 | 0.013605 | 0.0054261 | 0.033259 | 0.25924 | 0.00098651 | 0.00099901 | 0.00098657 | 0.091388 | 0.0020441 | 0.00099848 | 0.027271 | 0.041232 | 0.032905 | 0.013565 | 0.013565 | 0.02722 | 0.013548 | 0 | 0.027268 | 0.031056 | 0.031056 | 0.019516 | 0.0098657 | 0.027585 | 0.22838 | 0.28226 | 0.53247 | 0.12599 | 0.025477 | 0.025477 | 0.0098657 | 0.035782 | 0.043021 | 0.035782 | 0.036525 | 0.035782 | 0.015279 | 0.014789 | 0.32341 | 0.069505 | 0.024587 | 0.024587 | 0.055027 | 0.041365 | 0.13901 | 0.029771 | 0.067841 | 0.013605 | 0.0054261 | 0.017239 | 0.20339 | 0.00098657 | 0.0034716 | 0.00098657 | 0.091392 | 0.00098657 | 0.00099901 | 0.027271 | 0.034946 | 0.032341 | 0.070427 | 0.035999 | 0.047268 | 0.047268 | 0 | 0.027107 | 0.055539 | 0.055079 | 0.019516 | 0.0098657 | 0.020879 | 0.22838 | 0.28227 | 0.53247 | 0.12599 | 0.0098657 | 0.0098657 | 0.0098657 | 0.014789 | 0.015279 | 0.014789 | 0.015279 | 0.014789 | 0.015091 | 0.014612 | 0.32342 | 0.089371 | 0.024587 | 0.024587 | 0.064239 | 0.024963 | 0.14662 | 0.029771 | 0.067841 | 0.013605 | 0.0054261 | 0.017239 | 0.20339 | 0.00098657 | 0.0039804 | 0.00098657 | 0.091392 | 0.00098657 | 0.00099901 | 0.027271 | 0.041698 | 0.032341 | 0.013548 | 0.070772 | 0.013548 | 0.013548 | 0 | 0.026856 | 0.055539 | 0.055079 | 0.019516 | 0.0098657 | 0.020879 | 0.22838 | 0.28227 | 0.53247 | 0.12599 | 0.0098657 | 0.0098657 | 0.0098657 | 0.014789 | 0.015279 | 0.014789 | 0.015279 | 0.014789 | 0.014798 | 0.014336 | 0.32342 | 0.091555 | 0.024587 | 0.024587 | 0.066527 | 0.024963 | 0.14946 | 0.13402 | 0.13575
3: connectors | 0.03132 | 0.038604 | 0.013612 | 0.0027875 | 0.0069317 | 0.0082261 | 0.00050681 | 0.0027793 | 0.00050681 | 0.0074473 | 0.00050681 | 0.00099925 | 0.044611 | 0.041266 | 0.032897 | 0.0136 | 0.0355 | 0.0136 | 0.0136 | 0 | 0.02711 | 0.03139 | 0.031143 | 0.019684 | 0.0098657 | 0.013686 | 0.0083998 | 0.0087745 | 0.010514 | 0.0076879 | 0.0050681 | 0.0050681 | 0.0050681 | 0.0069147 | 0.0069181 | 0.0069147 | 0.0069181 | 0.0069147 | 0.015095 | 0.014616 | 0.0090606 | 0.069709 | 0.0069828 | 0.0069828 | 0.05508 | 0.024975 | 0.13907 | 0.03132 | 0.038604 | 0.013612 | 0.0027875 | 0.0069317 | 0.0082261 | 0.00050681 | 0.0025396 | 0.00050681 | 0.0074473 | 0.00050681 | 0.00099925 | 0.00051366 | 0.27916 | 0.032897 | 0.50687 | 0.0070628 | 0.0069781 | 0.0069781 | 0 | 0.027315 | 0.03139 | 0.031143 | 0.019684 | 0.0098657 | 0.013686 | 0.0083998 | 0.0087745 | 0.010514 | 0.0076879 | 0.0050681 | 0.0050681 | 0.0050681 | 0.5075 | 0.50775 | 0.5075 | 0.50775 | 0.5075 | 0.015334 | 0.014841 | 0.0090606 | 0.15063 | 0.0069828 | 0.0069828 | 0.13776 | 0.024975 | 0.24165 | 0.025187 | 0.010659 | 0.00050681 | 0.45337 | 0.50875 | 0.60375 | 0.00050688 | 0.0005005 | 0.5005 | 0.0075156 | 0.00054659 | 0.00099923 | 0.0070628 | 0.51698 | 0.021873 | 0.0069695 | 0.0069695 | 0.0069695 | 0.47045 | 0 | 0.020137 | 0.51025 | 0.51025 | 0.39189 | 0.0050681 | 0.47823 | 0.6165 | 0.644 | 0.77169 | 0.56425 | 0.505 | 0.505 | 0.505 | 0.5075 | 0.50775 | 0.5075 | 0.50775 | 0.5075 | 0.0069816 | 0.0069781 | 0.665 | 0.44068 | 0.5125 | 0.5125 | 0.36486 | 0.27401 | 0.44721 | 0.50975 | 0.010659 | 0.00050681 | 0.50275 | 0.50875 | 0.60375 | 0.072241 | 0.00050688 | 0.0005005 | 0.54659 | 0.00054659 | 0.0005005 | 0.51366 | 0.0071085 | 0.010598 | 0.0069816 | 0.50688 | 0.0069816 | 0.0069816 | 0 | 0.50687 | 0.51025 | 0.51025 | 0.51 | 0.0050681 | 0.47823 | 0.6165 | 0.644 | 0.77169 | 0.56425 | 0.505 | 0.505 | 0.505 | 0.5075 | 0.0069816 | 0.5075 | 1 | 0.0069781 | 0.0069816 | 0.0069781 | 0.022589 | 0.012925 | 0.012925 | 0.012925 | 0.012925 | 0.5125 | 0.018767 | 0.025187 | 0.010659 | 0.00050681 | 0.3564 | 0.50875 | 0.60375 | 0.00050688 | 0.0005005 | 0.068953 | 0.0075156 | 0.00054659 | 0.00099923 | 0.0070628 | 0.51698 | 0.021873 | 0.0069695 | 0.0069695 | 0.0069695 | 0.47045 | 0 | 0.020137 | 0.51025 | 0.51025 | 0.39189 | 0.0099294 | 0.22307 | 0.6165 | 0.644 | 0.77169 | 0.56425 | 0.505 | 0.505 | 0.37481 | 0.5075 | 0.50775 | 0.5075 | 0.50775 | 0.5075 | 0.0069816 | 0.0069781 | 0.665 | 0.44068 | 0.5125 | 0.5125 | 0.36486 | 0.27401 | 0.44721 | 0.03132 | 0.038604 | 0.013612 | 0.0027875 | 0.0069317 | 0.0082261 | 0.00050681 | 0.0025396 | 0.00050681 | 0.0074473 | 0.00050681 | 0.00099925 | 0.00051366 | 0.26214 | 0.032897 | 0.47157 | 0.013559 | 0.0069781 | 0.0069781 | 0 | 0.027268 | 0.03139 | 0.031143 | 0.019684 | 0.0098657 | 0.013686 | 0.0083998 | 0.0087745 | 0.010514 | 0.0076879 | 0.0050681 | 0.0050681 | 0.0050681 | 0.5075 | 0.50775 | 0.5075 | 0.50775 | 0.5075 | 0.015279 | 0.01479 | 0.0090606 | 0.14484 | 0.0069828 | 0.0069828 | 0.13185 | 0.024975 | 0.23431 | 0.02975 | 0.068236 | 0.013605 | 0.0054612 | 0.017375 | 0.20599 | 0.00099294 | 0.0039982 | 0.00099294 | 0.092507 | 0.00099294 | 0.000999 | 0.045067 | 0.041729 | 0.032334 | 0.0136 | 0.045178 | 0.0136 | 0.0136 | 0 | 0.027041 | 0.055862 | 0.055399 | 0.019514 | 0.0098657 | 0.020978 | 0.2313 | 0.2859 | 0.5394 | 0.12756 | 0.0099294 | 0.0099294 | 0.0099294 | 0.014894 | 0.01539 | 0.014894 | 0.01539 | 0.014894 | 0.015013 | 0.014539 | 0.32759 | 0.091852 | 0.024821 | 0.024821 | 0.066689 | 0.024963 | 0.14961 | 0.039034 | 0.017866 | 0.013605 | 0.0054261 | 0.033259 | 0.25924 | 0.00098651 | 0.00099901 | 0.00098657 | 0.091388 | 0.0020441 | 0.00099848 | 0.027271 | 0.041232 | 0.032905 | 0.013565 | 0.013565 | 0.02722 | 0.013548 | 0 | 0.027268 | 0.031056 | 0.031056 | 0.019516 | 0.0098657 | 0.027585 | 0.22838 | 0.28226 | 0.53247 | 0.12599 | 0.025477 | 0.025477 | 0.0098657 | 0.035782 | 0.043021 | 0.035782 | 0.036525 | 0.035782 | 0.015279 | 0.014789 | 0.32341 | 0.069505 | 0.024587 | 0.024587 | 0.055027 | 0.041365 | 0.13901 | 0.029771 | 0.067841 | 0.013605 | 0.0054261 | 0.017239 | 0.20339 | 0.00098657 | 0.0034716 | 0.00098657 | 0.091392 | 0.00098657 | 0.00099901 | 0.027271 | 0.034946 | 0.032341 | 0.070427 | 0.035999 | 0.047268 | 0.047268 | 0 | 0.027107 | 0.055539 | 0.055079 | 0.019516 | 0.0098657 | 0.020879 | 0.22838 | 0.28227 | 0.53247 | 0.12599 | 0.0098657 | 0.0098657 | 0.0098657 | 0.014789 | 0.015279 | 0.014789 | 0.015279 | 0.014789 | 0.015091 | 0.014612 | 0.32342 | 0.089371 | 0.024587 | 0.024587 | 0.064239 | 0.024963 | 0.14662 | 0.029771 | 0.067841 | 0.013605 | 0.0054261 | 0.017239 | 0.20339 | 0.00098657 | 0.0039804 | 0.00098657 | 0.091392 | 0.00098657 | 0.00099901 | 0.027271 | 0.041698 | 0.032341 | 0.013548 | 0.070772 | 0.013548 | 0.013548 | 0 | 0.026856 | 0.055539 | 0.055079 | 0.019516 | 0.0098657 | 0.020879 | 0.22838 | 0.28227 | 0.53247 | 0.12599 | 0.0098657 | 0.0098657 | 0.0098657 | 0.014789 | 0.015279 | 0.014789 | 0.015279 | 0.014789 | 0.014798 | 0.014336 | 0.32342 | 0.091555 | 0.024587 | 0.024587 | 0.066527 | 0.024963 | 0.14946 | 0.13402 | 0.13641
3: clump weights or floats | 0.029238 | 0.018532 | 0.013612 | 0.012142 | 0.019286 | 0.22131 | 0.00050688 | 0.00099925 | 0.0027078 | 0.0075156 | 0.00095035 | 0.00099903 | 0.0070628 | 0.037821 | 0.033101 | 0.0069695 | 0.0069695 | 0.013609 | 0.071994 | 0 | 0.027316 | 0.022548 | 0.022548 | 0.094749 | 0.0098657 | 0.021944 | 0.2493 | 0.30422 | 0.55921 | 0.14496 | 0.01354 | 0.01354 | 0.015717 | 0.02058 | 0.024609 | 0.02058 | 0.021149 | 0.02058 | 0.015335 | 0.014842 | 0.37185 | 0.060511 | 0.067586 | 0.067586 | 0.049815 | 0.036707 | 0.1339 | 0.038078 | 0.014255 | 0.012671 | 0.0054612 | 0.097122 | 0.44198 | 0.072241 | 0.00050688 | 0.0012787 | 0.54659 | 0.0037305 | 0.00099764 | 0.51366 | 0.0071085 | 0.031081 | 0.0069781 | 0.50688 | 0.0069781 | 0.0069781 | 0 | 0.023708 | 0.11028 | 0.11028 | 0.051835 | 0.0098702 | 0.055498 | 0.2313 | 0.2859 | 0.5394 | 0.12756 | 0.24776 | 0.24776 | 0.0099294 | 0.33543 | 0.0069816 | 0.33543 | 0.33813 | 0.0069781 | 0.01113 | 0.010883 | 0.33947 | 0.024493 | 0.028315 | 0.028315 | 0.024493 | 0.080616 | 0.10262 | 0.034839 | 0.010659 | 0.00050681 | 0.0054612 | 0.50875 | 0.60375 | 0.00050688 | 0.0005005 | 0.00099294 | 0.0075156 | 0.00054659 | 0.00099923 | 0.0070628 | 0.51698 | 0.021873 | 0.0069695 | 0.0069695 | 0.013609 |  | 0 | 0.027316 | 0.51025 | 0.51025 | 0.019514 | 0.0099294 | 0.22307 | 0.2313 | 0.2859 | 0.5394 | 0.12756 | 0.062136 | 0.062136 | 0.0099294 | 0.28557 | 0.50775 | 0.28557 | 0.29498 | 0.5075 | 0.015335 | 0.014842 | 0.32759 | 0.44068 | 0.024821 | 0.024821 | 0.36486 | 0.27401 | 0.44721 | 0.39259 | 0.50975 | 0.00050681 | 0.0027775 | 0.50875 | 0.60375 | 0.00050688 | 0.19583 | 0.000505 | 0.0075156 | 0.5005 | 0.00074975 | 0.0070628 | 0.0071085 | 0.51698 | 0.0069781 | 0.0069781 | 0.0069695 | 0.50687 | 0 | 0.50687 | 0.010598 | 0.010598 | 0.51 | 0.0099294 | 0.2577 | 0.0033908 | 0.003542 | 0.0042443 | 0.0031034 | 0.0050688 | 0.0050688 | 0.0027775 | 0.0069781 | 0.50775 | 0.0069781 | 0.0069816 | 1 | 0.0069816 | 0.0069781 | 0.022589 | 0.012925 | 0.012925 | 0.012925 | 0.012925 | 0.010506 | 0.018767 | 0.034839 | 0.010659 | 0.00050681 | 0.0054612 | 0.50875 | 0.60375 | 0.00051025 | 0.0005005 | 0.00099294 | 0.0075156 | 0.00054659 | 0.00099923 | 0.0070628 | 0.51698 | 0.021873 | 0.0069695 | 0.0069695 | 0.013609 |  | 0 | 0.027316 | 0.51025 | 0.51025 | 0.019514 | 0.0099294 | 0.22307 | 0.2313 | 0.2859 | 0.5394 | 0.12756 | 0.062136 | 0.062136 | 0.0099294 | 0.28557 | 0.50775 | 0.28557 | 0.29498 | 0.5075 | 0.015335 | 0.014842 | 0.32759 | 0.44068 | 0.024821 | 0.024821 | 0.36486 | 0.27401 | 0.44721 | 0.038078 | 0.014255 | 0.012671 | 0.0054612 | 0.097122 | 0.44198 | 0.072241 | 0.00050688 | 0.0012787 | 0.54659 | 0.0037305 | 0.00099764 | 0.51366 | 0.0071085 | 0.031081 | 0.0069781 | 0.50688 | 0.0069781 | 0.0069781 | 0 | 0.023708 | 0.11028 | 0.11028 | 0.051835 | 0.0098702 | 0.055498 | 0.2313 | 0.2859 | 0.5394 | 0.12756 | 0.24776 | 0.24776 | 0.0099294 | 0.33543 | 0.0069816 | 0.33543 | 0.33813 | 0.0069781 | 0.01113 | 0.010883 | 0.33947 | 0.024493 | 0.028315 | 0.028315 | 0.024493 | 0.080616 | 0.10262 | 0.029238 | 0.018532 | 0.013612 | 0.012142 | 0.019286 | 0.22131 | 0.00050688 | 0.00099925 | 0.0027078 | 0.0075156 | 0.00095035 | 0.00099903 | 0.0070628 | 0.037821 | 0.033101 | 0.0069695 | 0.0069695 | 0.013609 | 0.071994 | 0 | 0.027316 | 0.022548 | 0.022548 | 0.094749 | 0.0098657 | 0.021944 | 0.2493 | 0.30422 | 0.55921 | 0.14496 | 0.01354 | 0.01354 | 0.015717 | 0.02058 | 0.024609 | 0.02058 | 0.021149 | 0.02058 | 0.015335 | 0.014842 | 0.37185 | 0.060511 | 0.067586 | 0.067586 | 0.049815 | 0.036707 | 0.1339 | 0.029769 | 0.067869 | 0.013605 | 0.0054286 | 0.017248 | 0.20358 | 0.00098702 | 0.0039836 | 0.00098702 | 0.091472 | 0.00098702 | 0.00099901 | 0.027284 | 0.047528 | 0.032341 | 0.025639 | 0.013385 | 0.013574 | 0.013574 | 0 | 0.02727 | 0.055562 | 0.055102 | 0.019516 | 0.0098657 | 0.020886 | 0.22859 | 0.28252 | 0.53297 | 0.1261 | 0.0098702 | 0.0098702 | 0.0098702 | 0.02874 | 0.029487 | 0.02874 | 0.029487 | 0.02874 | 0.015281 | 0.014791 | 0.32371 | 0.093461 | 0.024604 | 0.024604 | 0.068514 | 0.024963 | 0.15192 | 0.029771 | 0.067841 | 0.013605 | 0.0054261 | 0.017239 | 0.20339 | 0.00098657 | 0.0039804 | 0.00098657 | 0.091392 | 0.00098657 | 0.00099901 | 0.048124 | 0.041697 | 0.032341 | 0.013548 | 0.04807 | 0.013548 | 0.013548 | 0 | 0.02702 | 0.055539 | 0.055079 | 0.019516 | 0.0098657 | 0.020879 | 0.22838 | 0.28226 | 0.53247 | 0.12599 | 0.0098657 | 0.0098657 | 0.0098657 | 0.014789 | 0.015279 | 0.014789 | 0.015279 | 0.014789 | 0.014989 | 0.014516 | 0.32341 | 0.091555 | 0.024587 | 0.024587 | 0.066527 | 0.024963 | 0.14946 | 0.039034 | 0.017866 | 0.013605 | 0.0054261 | 0.033257 | 0.25924 | 0.00098654 | 0.00099901 | 0.00098657 | 0.091392 | 0.0020439 | 0.00099848 | 0.027271 | 0.041232 | 0.032905 | 0.013565 | 0.013565 | 0.027221 | 0.013548 | 0 | 0.027268 | 0.031056 | 0.031056 | 0.019516 | 0.0098657 | 0.027584 | 0.22838 | 0.28227 | 0.53247 | 0.12599 | 0.025475 | 0.025475 | 0.0098657 | 0.035779 | 0.043019 | 0.035779 | 0.036522 | 0.035779 | 0.015279 | 0.014789 | 0.32342 | 0.069506 | 0.024587 | 0.024587 | 0.055028 | 0.041365 | 0.13901 | 0.1062 | 0.13234
3: single anchor | 0.03132 | 0.038604 | 0.013612 | 0.0027875 | 0.0069317 | 0.0082261 | 0.00050681 | 0.0027793 | 0.00050681 | 0.0074473 | 0.00050681 | 0.00099925 | 0.044611 | 0.041266 | 0.032897 | 0.0136 | 0.0355 | 0.0136 | 0.0136 | 0 | 0.02711 | 0.03139 | 0.031143 | 0.019684 | 0.0098657 | 0.013686 | 0.0083998 | 0.0087745 | 0.010514 | 0.0076879 | 0.0050681 | 0.0050681 | 0.0050681 | 0.0069147 | 0.0069181 | 0.0069147 | 0.0069181 | 0.0069147 | 0.015095 | 0.014616 | 0.0090606 | 0.069709 | 0.0069828 | 0.0069828 | 0.05508 | 0.024975 | 0.13907 | 0.03132 | 0.038604 | 0.013612 | 0.0027875 | 0.0069317 | 0.0082261 | 0.00050681 | 0.0025396 | 0.00050681 | 0.0074473 | 0.00050681 | 0.00099925 | 0.00051366 | 0.26214 | 0.032897 | 0.47157 | 0.013559 | 0.0069781 | 0.0069781 | 0 | 0.027268 | 0.03139 | 0.031143 | 0.019684 | 0.0098657 | 0.013686 | 0.0083998 | 0.0087745 | 0.010514 | 0.0076879 | 0.0050681 | 0.0050681 | 0.0050681 | 0.5075 | 0.50775 | 0.5075 | 0.50775 | 0.5075 | 0.015279 | 0.01479 | 0.0090606 | 0.14484 | 0.0069828 | 0.0069828 | 0.13185 | 0.024975 | 0.23431 | 0.025187 | 0.010659 | 0.00050681 | 0.45337 | 0.50875 | 0.60375 | 0.00050688 | 0.0005005 | 0.10918 | 0.0075156 | 0.00054659 | 0.00099923 | 0.0070628 | 0.51698 | 0.021873 | 0.0069695 | 0.0069695 | 0.0069695 | 0.47045 | 0 | 0.020137 | 0.51025 | 0.51025 | 0.39189 | 0.0050681 | 0.47823 | 0.6165 | 0.644 | 0.77169 | 0.56425 | 0.505 | 0.505 | 0.505 | 0.5075 | 0.50775 | 0.5075 | 0.50775 | 0.5075 | 0.0069816 | 0.0069781 | 0.665 | 0.44068 | 0.5125 | 0.5125 | 0.36486 | 0.27401 | 0.44721 | 0.50975 | 0.010659 | 0.00050681 | 0.50275 | 0.50875 | 0.60375 | 0.072241 | 0.00050688 | 0.0005005 | 0.54659 | 0.00054659 | 0.0005005 | 0.51366 | 0.0071085 | 0.0071085 | 0.0069816 | 0.50688 | 0.0069816 | 0.0069816 | 0 | 0.0069816 | 0.51025 | 0.51025 | 0.51 | 0.0050681 | 0.47823 | 0.6165 | 0.644 | 0.77169 | 0.56425 | 0.505 | 0.505 | 0.505 | 0.5075 | 0.0069816 | 0.5075 | 0.50775 | 0.0069781 | 1 | 0.0069781 | 0.022589 | 0.5125 | 0.5125 | 0.5125 | 0.5125 | 0.5125 | 0.5525 | 0.025187 | 0.010659 | 0.00050681 | 0.3564 | 0.50875 | 0.60375 | 0.00050688 | 0.0005005 | 0.068953 | 0.0075156 | 0.00054659 | 0.00099923 | 0.0070628 | 0.51698 | 0.021873 | 0.0069695 | 0.0069695 | 0.0069695 | 0.47045 | 0 | 0.020137 | 0.51025 | 0.51025 | 0.39189 | 0.0099294 | 0.22307 | 0.6165 | 0.644 | 0.77169 | 0.56425 | 0.505 | 0.505 | 0.37481 | 0.5075 | 0.50775 | 0.5075 | 0.50775 | 0.5075 | 0.0069816 | 0.0069781 | 0.665 | 0.44068 | 0.5125 | 0.5125 | 0.36486 | 0.27401 | 0.44721 | 0.03132 | 0.038604 | 0.013612 | 0.0027875 | 0.0069317 | 0.0082261 | 0.00050681 | 0.0025396 | 0.00050681 | 0.0074473 | 0.00050681 | 0.00099925 | 0.00051366 | 0.26214 | 0.032897 | 0.47157 | 0.013559 | 0.0069781 | 0.0069781 | 0 | 0.027268 | 0.03139 | 0.031143 | 0.019684 | 0.0098657 | 0.013686 | 0.0083998 | 0.0087745 | 0.010514 | 0.0076879 | 0.0050681 | 0.0050681 | 0.0050681 | 0.5075 | 0.50775 | 0.5075 | 0.50775 | 0.5075 | 0.015279 | 0.01479 | 0.0090606 | 0.14484 | 0.0069828 | 0.0069828 | 0.13185 | 0.024975 | 0.23431 | 0.02975 | 0.068236 | 0.013605 | 0.0054612 | 0.017375 | 0.20599 | 0.00099294 | 0.0039982 | 0.00099294 | 0.092507 | 0.00099294 | 0.000999 | 0.045067 | 0.041729 | 0.032334 | 0.0136 | 0.045178 | 0.0136 | 0.0136 | 0 | 0.027041 | 0.055862 | 0.055399 | 0.019514 | 0.0098657 | 0.020978 | 0.2313 | 0.2859 | 0.5394 | 0.12756 | 0.0099294 | 0.0099294 | 0.0099294 | 0.014894 | 0.01539 | 0.014894 | 0.01539 | 0.014894 | 0.015013 | 0.014539 | 0.32759 | 0.091852 | 0.024821 | 0.024821 | 0.066689 | 0.024963 | 0.14961 | 0.039034 | 0.017866 | 0.013605 | 0.0054261 | 0.033259 | 0.25924 | 0.00098651 | 0.00099901 | 0.00098657 | 0.091388 | 0.0020441 | 0.00099848 | 0.027271 | 0.041232 | 0.032905 | 0.013565 | 0.013565 | 0.02722 | 0.013548 | 0 | 0.027268 | 0.031056 | 0.031056 | 0.019516 | 0.0098657 | 0.027585 | 0.22838 | 0.28226 | 0.53247 | 0.12599 | 0.025477 | 0.025477 | 0.0098657 | 0.035782 | 0.043021 | 0.035782 | 0.036525 | 0.035782 | 0.015279 | 0.014789 | 0.32341 | 0.069505 | 0.024587 | 0.024587 | 0.055027 | 0.041365 | 0.13901 | 0.029771 | 0.067841 | 0.013605 | 0.0054261 | 0.017239 | 0.20339 | 0.00098657 | 0.0034716 | 0.00098657 | 0.091392 | 0.00098657 | 0.00099901 | 0.027271 | 0.034946 | 0.032341 | 0.070427 | 0.035999 | 0.047268 | 0.047268 | 0 | 0.027107 | 0.055539 | 0.055079 | 0.019516 | 0.0098657 | 0.020879 | 0.22838 | 0.28227 | 0.53247 | 0.12599 | 0.0098657 | 0.0098657 | 0.0098657 | 0.014789 | 0.015279 | 0.014789 | 0.015279 | 0.014789 | 0.015091 | 0.014612 | 0.32342 | 0.089371 | 0.024587 | 0.024587 | 0.064239 | 0.024963 | 0.14662 | 0.029771 | 0.067841 | 0.013605 | 0.0054261 | 0.017239 | 0.20339 | 0.00098657 | 0.0039804 | 0.00098657 | 0.091392 | 0.00098657 | 0.00099901 | 0.027271 | 0.041698 | 0.032341 | 0.013548 | 0.070772 | 0.013548 | 0.013548 | 0 | 0.026856 | 0.055539 | 0.055079 | 0.019516 | 0.0098657 | 0.020879 | 0.22838 | 0.28227 | 0.53247 | 0.12599 | 0.0098657 | 0.0098657 | 0.0098657 | 0.014789 | 0.015279 | 0.014789 | 0.015279 | 0.014789 | 0.014798 | 0.014336 | 0.32342 | 0.091555 | 0.024587 | 0.024587 | 0.066527 | 0.024963 | 0.14946 | 0.13843 | 0.014427
3: shared anchor | 0.025187 | 0.010659 | 0.00050681 | 0.022864 | 0.50875 | 0.60375 | 0.00050688 | 0.0005005 | 0.0044071 | 0.0075156 | 0.00054659 | 0.00099923 | 0.0070628 | 0.51698 | 0.021873 | 0.0069695 | 0.0069695 | 0.013609 | 0.068665 | 0 | 0.027316 | 0.51025 | 0.51025 | 0.37714 | 0.0099294 | 0.22307 | 0.24129 | 0.2968 | 0.55457 | 0.13581 | 0.062136 | 0.062136 | 0.010746 | 0.02058 | 0.024609 | 0.02058 | 0.021149 | 0.02058 | 0.015335 | 0.014842 | 0.62755 | 0.44068 | 0.44131 | 0.44131 | 0.36486 | 0.27401 | 0.44721 | 0.025187 | 0.010659 | 0.00050681 | 0.14407 | 0.50875 | 0.60375 | 0.072241 | 0.00050688 | 0.0005005 | 0.54659 | 0.00054659 | 0.00099923 | 0.51366 | 0.0071085 | 0.021873 | 0.0069781 | 0.50688 | 0.0069781 | 0.0069781 | 0 | 0.020137 | 0.51025 | 0.51025 | 0.033685 | 0.0099294 | 0.22307 | 0.24129 | 0.2968 | 0.55457 | 0.13581 | 0.505 | 0.505 | 0.010746 | 0.5075 | 0.0069816 | 0.5075 | 0.50775 | 0.0069781 | 0.0069816 | 0.0069781 | 0.022589 | 0.012925 | 0.012925 | 0.012925 | 0.012925 | 0.27401 | 0.018767 | 0.025187 | 0.010659 | 0.00050681 | 0.14466 | 0.50875 | 0.60375 | 0.00050688 | 0.0005005 | 0.02655 | 0.0075156 | 0.00054659 | 0.00099923 | 0.0070628 | 0.51698 | 0.021873 | 0.0069695 | 0.0069695 | 0.0069695 | 0.47045 | 0 | 0.020137 | 0.51025 | 0.51025 | 0.37714 | 0.0099294 | 0.22307 | 0.24129 | 0.2968 | 0.55457 | 0.13581 | 0.505 | 0.505 | 0.010746 | 0.5075 | 0.50775 | 0.5075 | 0.50775 | 0.5075 | 0.0069816 | 0.0069781 | 0.62755 | 0.44068 | 0.44131 | 0.44131 | 0.36486 | 0.27401 | 0.44721 | 0.025187 | 0.010659 | 0.00050681 | 0.14407 | 0.50875 | 0.60375 | 0.072241 | 0.00050688 | 0.0005005 | 0.54659 | 0.00054659 | 0.00099923 | 0.51366 | 0.0071085 | 0.0071085 | 0.0069781 | 0.50688 | 0.0069781 | 0.0069781 | 0 | 0.0069781 | 0.51025 | 0.51025 | 0.32918 | 0.0099294 | 0.22307 | 0.24064 | 0.29606 | 0.5534 | 0.13534 | 0.505 | 0.505 | 0.010526 | 0.5075 | 0.0069816 | 0.5075 | 0.50775 | 0.0069781 | 0.0069816 | 1 | 0.022589 | 0.38774 | 0.38774 | 0.38774 | 0.38774 | 0.27401 | 0.5525 | 0.025187 | 0.010659 | 0.00050681 | 0.14466 | 0.50875 | 0.60375 | 0.00050688 | 0.0005005 | 0.02655 | 0.0075156 | 0.00054659 | 0.00099923 | 0.0070628 | 0.51698 | 0.021873 | 0.0069695 | 0.0069695 | 0.0069695 | 0.47045 | 0 | 0.020137 | 0.51025 | 0.51025 | 0.37714 | 0.0099294 | 0.22307 | 0.24129 | 0.2968 | 0.55457 | 0.13581 | 0.505 | 0.505 | 0.010746 | 0.5075 | 0.50775 | 0.5075 | 0.50775 | 0.5075 | 0.0069816 | 0.0069781 | 0.62755 | 0.44068 | 0.44131 | 0.44131 | 0.36486 | 0.27401 | 0.44721 | 0.025187 | 0.010659 | 0.00050681 | 0.14407 | 0.50875 | 0.60375 | 0.072241 | 0.00050688 | 0.0005005 | 0.54659 | 0.00054659 | 0.00099923 | 0.51366 | 0.0071085 | 0.021873 | 0.0069781 | 0.50688 | 0.0069781 | 0.0069781 | 0 | 0.020137 | 0.51025 | 0.51025 | 0.033685 | 0.0099294 | 0.22307 | 0.24129 | 0.2968 | 0.55457 | 0.13581 | 0.505 | 0.505 | 0.010746 | 0.5075 | 0.0069816 | 0.5075 | 0.50775 | 0.0069781 | 0.0069816 | 0.0069781 | 0.022589 | 0.012925 | 0.012925 | 0.012925 | 0.012925 | 0.27401 | 0.018767 | 0.029238 | 0.018532 | 0.013612 | 0.012142 | 0.019286 | 0.22131 | 0.00050688 | 0.00099925 | 0.0027078 | 0.0075156 | 0.00095035 | 0.00099903 | 0.0070628 | 0.037821 | 0.033101 | 0.0069695 | 0.0069695 | 0.013609 | 0.068665 | 0 | 0.027316 | 0.022548 | 0.022548 | 0.094749 | 0.0098657 | 0.021944 | 0.2493 | 0.30422 | 0.55921 | 0.14496 | 0.01354 | 0.01354 | 0.015717 | 0.02058 | 0.024609 | 0.02058 | 0.021149 | 0.02058 | 0.015335 | 0.014842 | 0.37185 | 0.060511 | 0.067586 | 0.067586 | 0.049815 | 0.036707 | 0.1339 | 0.02975 | 0.068236 | 0.013605 | 0.0054612 | 0.017375 | 0.20599 | 0.00099294 | 0.0039994 | 0.00099294 | 0.092507 | 0.00099294 | 0.000999 | 0.027284 | 0.046683 | 0.032334 | 0.023875 | 0.013385 | 0.0136 | 0.0136 | 0 | 0.02727 | 0.055862 | 0.055399 | 0.019514 | 0.0098657 | 0.020978 | 0.2313 | 0.2859 | 0.5394 | 0.12756 | 0.0099294 | 0.0099294 | 0.0099294 | 0.022841 | 0.023594 | 0.022841 | 0.023594 | 0.022841 | 0.015281 | 0.014791 | 0.32759 | 0.093453 | 0.024821 | 0.024821 | 0.068368 | 0.024963 | 0.15169 | 0.029771 | 0.067841 | 0.013605 | 0.0054261 | 0.017239 | 0.20339 | 0.00098657 | 0.0039804 | 0.00098657 | 0.091392 | 0.00098657 | 0.00099901 | 0.048137 | 0.041697 | 0.032341 | 0.013548 | 0.048083 | 0.013548 | 0.013548 | 0 | 0.02702 | 0.055539 | 0.055079 | 0.019516 | 0.0098657 | 0.020879 | 0.22838 | 0.28226 | 0.53247 | 0.12599 | 0.0098657 | 0.0098657 | 0.0098657 | 0.014789 | 0.015279 | 0.014789 | 0.015279 | 0.014789 | 0.014989 | 0.014516 | 0.32341 | 0.091555 | 0.024587 | 0.024587 | 0.066527 | 0.024963 | 0.14946 | 0.039034 | 0.017866 | 0.013605 | 0.0054261 | 0.033257 | 0.25924 | 0.00098654 | 0.00099901 | 0.00098657 | 0.091392 | 0.0020439 | 0.00099848 | 0.027271 | 0.041232 | 0.032905 | 0.013565 | 0.013565 | 0.027221 | 0.013548 | 0 | 0.027268 | 0.031056 | 0.031056 | 0.019516 | 0.0098657 | 0.027584 | 0.22838 | 0.28227 | 0.53247 | 0.12599 | 0.025475 | 0.025475 | 0.0098657 | 0.035779 | 0.043019 | 0.035779 | 0.036522 | 0.035779 | 0.015279 | 0.014789 | 0.32342 | 0.069506 | 0.024587 | 0.024587 | 0.055028 | 0.041365 | 0.13901 | 0.1531 | 0.014085
3: buoyancy modules | 0.029771 | 0.067841 | 0.013605 | 0.0054261 | 0.017239 | 0.20339 | 0.00098657 | 0.0039804 | 0.00098657 | 0.091392 | 0.00098657 | 0.00099901 | 0.027284 | 0.041619 | 0.032341 | 0.013385 | 0.013385 | 0.013548 | 0.013548 | 0 | 0.02727 | 0.055539 | 0.055079 | 0.019516 | 0.0098657 | 0.020879 | 0.22838 | 0.28226 | 0.53247 | 0.12599 | 0.0098657 | 0.0098657 | 0.0098657 | 0.029196 | 0.029942 | 0.029196 | 0.029942 | 0.029196 | 0.015281 | 0.014791 | 0.32341 | 0.09153 | 0.024587 | 0.024587 | 0.066501 | 0.024963 | 0.14943 | 0.03132 | 0.038604 | 0.013612 | 0.0027875 | 0.0069317 | 0.0082261 | 0.00050681 | 0.0022757 | 0.00050681 | 0.0074473 | 0.00050681 | 0.00099925 | 0.027824 | 0.034483 | 0.032897 | 0.032037 | 0.018784 | 0.026433 | 0.026433 | 0 | 0.027231 | 0.03139 | 0.031143 | 0.019684 | 0.0098657 | 0.32506 | 0.0083998 | 0.0087745 | 0.010514 | 0.0076879 | 0.0050681 | 0.0050681 | 0.0050681 | 0.0069147 | 0.0069181 | 0.0069147 | 0.0069181 | 0.0069147 | 0.015235 | 0.014748 | 0.0090606 | 0.067402 | 0.0069828 | 0.0069828 | 0.052723 | 0.024975 | 0.13614 | 0.03132 | 0.038604 | 0.013612 | 0.0027875 | 0.0069317 | 0.0082261 | 0.00050681 | 0.0022757 | 0.00050681 | 0.0074473 | 0.00050681 | 0.00099925 | 0.00051366 | 0.038113 | 0.032897 | 0.0070628 | 0.0070628 | 0.46928 | 0.46824 | 0 | 0.027315 | 0.03139 | 0.031143 | 0.019684 | 0.0098657 | 0.013686 | 0.0083998 | 0.0087745 | 0.010514 | 0.0076879 | 0.0050681 | 0.0050681 | 0.0050681 | 0.5075 | 0.50775 | 0.5075 | 0.50775 | 0.5075 | 0.015334 | 0.014841 | 0.0090606 | 0.068637 | 0.0069828 | 0.0069828 | 0.053984 | 0.024975 | 0.13771 | 0.033846 | 0.31415 | 0.00050681 | 0.0027875 | 0.00050875 | 0.60375 | 0.00051025 | 0.0005005 | 0.5005 | 0.54659 | 0.00050681 | 0.00099925 | 0.00051366 | 0.010598 | 0.010598 | 0.50688 | 0.00050688 | 0.50688 | 0.50687 | 0 | 0.020137 | 0.013633 | 0.013633 | 0.51 | 0.0050681 | 0.47823 | 0.0083998 | 0.0087745 | 0.010514 | 0.0076879 | 0.505 | 0.505 | 0.0050681 | 0.0077548 | 0.0080133 | 0.0077548 | 0.0080133 | 0.0077548 | 0.0069816 | 0.0069781 | 1 | 0.5125 | 0.5125 | 0.5125 | 0.010506 | 0.010506 | 0.011326 | 0.065918 | 0.36991 | 0.00050681 | 0.40099 | 0.00050875 | 0.00060375 | 0.00051025 | 0.0005005 | 0.5005 | 0.54659 | 0.072908 | 0.00096312 | 0.51366 | 0.00051698 | 0.010598 | 0.00050688 | 0.00050688 | 0.0069695 | 0.47045 | 0 | 0.020137 | 0.00051025 | 0.00051025 | 0.39148 | 0.0050681 | 0.47823 | 0.6165 | 0.644 | 0.77169 | 0.56425 | 0.505 | 0.505 | 0.505 | 0.5075 | 0.50775 | 0.5075 | 0.50775 | 0.5075 | 0.0069816 | 0.0069781 | 0.665 | 0.5125 | 0.5125 | 0.5125 | 0.5125 | 0.010506 | 0.5525 | 0.03132 | 0.038604 | 0.013612 | 0.0027875 | 0.0069317 | 0.0082261 | 0.00050681 | 0.0022757 | 0.00050681 | 0.0074473 | 0.00050681 | 0.00099925 | 0.00051366 | 0.038113 | 0.032897 | 0.0070628 | 0.0070628 | 0.46928 | 0.46824 | 0 | 0.027315 | 0.03139 | 0.031143 | 0.019684 | 0.0098657 | 0.013686 | 0.0083998 | 0.0087745 | 0.010514 | 0.0076879 | 0.0050681 | 0.0050681 | 0.0050681 | 0.5075 | 0.50775 | 0.5075 | 0.50775 | 0.5075 | 0.015334 | 0.014841 | 0.0090606 | 0.068637 | 0.0069828 | 0.0069828 | 0.053984 | 0.024975 | 0.13771 | 0.03132 | 0.038604 | 0.013612 | 0.0027875 | 0.0069317 | 0.0082261 | 0.00050681 | 0.0022757 | 0.00050681 | 0.0074473 | 0.00050681 | 0.00099925 | 0.028077 | 0.034483 | 0.032897 | 0.032037 | 0.018784 | 0.026433 | 0.026433 | 0 | 0.027231 | 0.03139 | 0.031143 | 0.019684 | 0.0098657 | 0.013686 | 0.0083998 | 0.0087745 | 0.010514 | 0.0076879 | 0.0050681 | 0.0050681 | 0.0050681 | 0.0069147 | 0.0069181 | 0.0069147 | 0.0069181 | 0.0069147 | 0.015235 | 0.014748 | 0.0090606 | 0.067402 | 0.0069828 | 0.0069828 | 0.052723 | 0.024975 | 0.13614 | 0.029771 | 0.067841 | 0.013605 | 0.0054261 | 0.017239 | 0.20339 | 0.00098657 | 0.0039804 | 0.00098657 | 0.091392 | 0.00098657 | 0.00099901 | 0.027284 | 0.041619 | 0.032341 | 0.013385 | 0.013385 | 0.013548 | 0.013548 | 0 | 0.02727 | 0.055539 | 0.055079 | 0.019516 | 0.0098657 | 0.020879 | 0.22838 | 0.28226 | 0.53247 | 0.12599 | 0.0098657 | 0.0098657 | 0.0098657 | 0.029196 | 0.029942 | 0.029196 | 0.029942 | 0.029196 | 0.015281 | 0.014791 | 0.32341 | 0.09153 | 0.024587 | 0.024587 | 0.066501 | 0.024963 | 0.14943 | 0.029771 | 0.067841 | 0.013605 | 0.0054261 | 0.017239 | 0.20339 | 0.00098657 | 0.0034716 | 0.00098657 | 0.091392 | 0.00098657 | 0.00099901 | 0.028776 | 0.034946 | 0.032341 | 0.056333 | 0.028504 | 0.040697 | 0.040697 | 0 | 0.027161 | 0.055539 | 0.055079 | 0.019516 | 0.0098657 | 0.020879 | 0.22838 | 0.28226 | 0.53247 | 0.12599 | 0.0098657 | 0.0098657 | 0.0098657 | 0.014789 | 0.015279 | 0.014789 | 0.015279 | 0.014789 | 0.015154 | 0.014671 | 0.32341 | 0.089371 | 0.024587 | 0.024587 | 0.064239 | 0.024963 | 0.14662 | 0.029771 | 0.067841 | 0.013605 | 0.0054261 | 0.017239 | 0.20339 | 0.00098657 | 0.0039804 | 0.00098657 | 0.091392 | 0.00098657 | 0.00099901 | 0.027271 | 0.041619 | 0.032341 | 0.013385 | 0.013385 | 0.013548 | 0.013548 | 0 | 0.02727 | 0.055539 | 0.055079 | 0.019516 | 0.0098657 | 0.020879 | 0.22838 | 0.28227 | 0.53247 | 0.12599 | 0.0098657 | 0.0098657 | 0.0098657 | 0.029189 | 0.029936 | 0.029189 | 0.029936 | 0.029189 | 0.015281 | 0.014791 | 0.32342 | 0.09153 | 0.024587 | 0.024587 | 0.066501 | 0.024963 | 0.14943 | 0.093553 | 0.28312
3: tether and anchor systems | 0.029771 | 0.067841 | 0.013605 | 0.0054261 | 0.017239 | 0.20339 | 0.00098657 | 0.0039804 | 0.00098657 | 0.091392 | 0.00098657 | 0.00099901 | 0.027284 | 0.041619 | 0.032341 | 0.013385 | 0.013385 | 0.013548 | 0.013548 | 0 | 0.02727 | 0.055539 | 0.055079 | 0.019516 | 0.0098657 | 0.020879 | 0.22838 | 0.28226 | 0.53247 | 0.12599 | 0.0098657 | 0.0098657 | 0.0098657 | 0.029196 | 0.029942 | 0.029196 | 0.029942 | 0.029196 | 0.015281 | 0.014791 | 0.32341 | 0.09153 | 0.024587 | 0.024587 | 0.066501 | 0.024963 | 0.14943 | 0.03132 | 0.038604 | 0.013612 | 0.0027875 | 0.0069317 | 0.0082261 | 0.00050681 | 0.0022757 | 0.00050681 | 0.0074473 | 0.00050681 | 0.00099925 | 0.027824 | 0.034483 | 0.032897 | 0.032037 | 0.018784 | 0.026433 | 0.026433 | 0 | 0.027231 | 0.03139 | 0.031143 | 0.019684 | 0.0098657 | 0.32506 | 0.0083998 | 0.0087745 | 0.010514 | 0.0076879 | 0.0050681 | 0.0050681 | 0.0050681 | 0.0069147 | 0.0069181 | 0.0069147 | 0.0069181 | 0.0069147 | 0.015235 | 0.014748 | 0.0090606 | 0.067402 | 0.0069828 | 0.0069828 | 0.052723 | 0.024975 | 0.13614 | 0.03132 | 0.038604 | 0.013612 | 0.0027875 | 0.0069317 | 0.0082261 | 0.00050681 | 0.0022757 | 0.00050681 | 0.0074473 | 0.00050681 | 0.00099925 | 0.00051366 | 0.038113 | 0.032897 | 0.0070628 | 0.0070628 | 0.46928 | 0.46824 | 0 | 0.027315 | 0.03139 | 0.031143 | 0.019684 | 0.0098657 | 0.013686 | 0.0083998 | 0.0087745 | 0.010514 | 0.0076879 | 0.0050681 | 0.0050681 | 0.0050681 | 0.5075 | 0.50775 | 0.5075 | 0.50775 | 0.5075 | 0.015334 | 0.014841 | 0.0090606 | 0.068637 | 0.0069828 | 0.0069828 | 0.053984 | 0.024975 | 0.13771 | 0.033846 | 0.31415 | 0.00050681 | 0.0027875 | 0.00050875 | 0.60375 | 0.00051025 | 0.0005005 | 0.5005 | 0.54659 | 0.00050681 | 0.00099925 | 0.00051366 | 0.010598 | 0.010598 | 0.50688 | 0.00050688 | 0.50688 | 0.50687 | 0 | 0.020137 | 0.010506 | 0.010506 | 0.51 | 0.0050681 | 0.47823 | 0.0083998 | 0.0087745 | 0.010514 | 0.0076879 | 0.505 | 0.505 | 0.0050681 | 0.0077548 | 0.0080133 | 0.0077548 | 0.0080133 | 0.0077548 | 0.0069816 | 0.0069781 | 0.665 | 1 | 0.5125 | 0.5125 | 0.010506 | 0.010506 | 0.011326 | 0.065918 | 0.36991 | 0.00050681 | 0.40099 | 0.00050875 | 0.00060375 | 0.00051025 | 0.0005005 | 0.5005 | 0.54659 | 0.072908 | 0.00096312 | 0.51366 | 0.00051698 | 0.010598 | 0.00050688 | 0.00050688 | 0.0069695 | 0.47045 | 0 | 0.020137 | 0.00051025 | 0.00051025 | 0.39148 | 0.0050681 | 0.47823 | 0.6165 | 0.644 | 0.77169 | 0.56425 | 0.505 | 0.505 | 0.505 | 0.5075 | 0.50775 | 0.5075 | 0.50775 | 0.5075 | 0.0069816 | 0.0069781 | 0.665 | 0.5125 | 0.5125 | 0.5125 | 0.5125 | 0.010506 | 0.5525 | 0.03132 | 0.038604 | 0.013612 | 0.0027875 | 0.0069317 | 0.0082261 | 0.00050681 | 0.0022757 | 0.00050681 | 0.0074473 | 0.00050681 | 0.00099925 | 0.00051366 | 0.038113 | 0.032897 | 0.0070628 | 0.0070628 | 0.46928 | 0.46824 | 0 | 0.027315 | 0.03139 | 0.031143 | 0.019684 | 0.0098657 | 0.013686 | 0.0083998 | 0.0087745 | 0.010514 | 0.0076879 | 0.0050681 | 0.0050681 | 0.0050681 | 0.5075 | 0.50775 | 0.5075 | 0.50775 | 0.5075 | 0.015334 | 0.014841 | 0.0090606 | 0.068637 | 0.0069828 | 0.0069828 | 0.053984 | 0.024975 | 0.13771 | 0.03132 | 0.038604 | 0.013612 | 0.0027875 | 0.0069317 | 0.0082261 | 0.00050681 | 0.0022757 | 0.00050681 | 0.0074473 | 0.00050681 | 0.00099925 | 0.028077 | 0.034483 | 0.032897 | 0.032037 | 0.018784 | 0.026433 | 0.026433 | 0 | 0.027231 | 0.03139 | 0.031143 | 0.019684 | 0.0098657 | 0.013686 | 0.0083998 | 0.0087745 | 0.010514 | 0.0076879 | 0.0050681 | 0.0050681 | 0.0050681 | 0.0069147 | 0.0069181 | 0.0069147 | 0.0069181 | 0.0069147 | 0.015235 | 0.014748 | 0.0090606 | 0.067402 | 0.0069828 | 0.0069828 | 0.052723 | 0.024975 | 0.13614 | 0.029771 | 0.067841 | 0.013605 | 0.0054261 | 0.017239 | 0.20339 | 0.00098657 | 0.0039804 | 0.00098657 | 0.091392 | 0.00098657 | 0.00099901 | 0.027284 | 0.041619 | 0.032341 | 0.013385 | 0.013385 | 0.013548 | 0.013548 | 0 | 0.02727 | 0.055539 | 0.055079 | 0.019516 | 0.0098657 | 0.020879 | 0.22838 | 0.28226 | 0.53247 | 0.12599 | 0.0098657 | 0.0098657 | 0.0098657 | 0.029196 | 0.029942 | 0.029196 | 0.029942 | 0.029196 | 0.015281 | 0.014791 | 0.32341 | 0.09153 | 0.024587 | 0.024587 | 0.066501 | 0.024963 | 0.14943 | 0.029771 | 0.067841 | 0.013605 | 0.0054261 | 0.017239 | 0.20339 | 0.00098657 | 0.0034716 | 0.00098657 | 0.091392 | 0.00098657 | 0.00099901 | 0.028776 | 0.034946 | 0.032341 | 0.056333 | 0.028504 | 0.040697 | 0.040697 | 0 | 0.027161 | 0.055539 | 0.055079 | 0.019516 | 0.0098657 | 0.020879 | 0.22838 | 0.28226 | 0.53247 | 0.12599 | 0.0098657 | 0.0098657 | 0.0098657 | 0.014789 | 0.015279 | 0.014789 | 0.015279 | 0.014789 | 0.015154 | 0.014671 | 0.32341 | 0.089371 | 0.024587 | 0.024587 | 0.064239 | 0.024963 | 0.14662 | 0.029771 | 0.067841 | 0.013605 | 0.0054261 | 0.017239 | 0.20339 | 0.00098657 | 0.0039804 | 0.00098657 | 0.091392 | 0.00098657 | 0.00099901 | 0.027271 | 0.041619 | 0.032341 | 0.013385 | 0.013385 | 0.013548 | 0.013548 | 0 | 0.02727 | 0.055539 | 0.055079 | 0.019516 | 0.0098657 | 0.020879 | 0.22838 | 0.28227 | 0.53247 | 0.12599 | 0.0098657 | 0.0098657 | 0.0098657 | 0.029189 | 0.029936 | 0.029189 | 0.029936 | 0.029189 | 0.015281 | 0.014791 | 0.32342 | 0.09153 | 0.024587 | 0.024587 | 0.066501 | 0.024963 | 0.14943 | 0.093864 | 0.14692
3: cable protection system | 0.029771 | 0.067841 | 0.013605 | 0.0054261 | 0.017239 | 0.20339 | 0.00098657 | 0.0039804 | 0.00098657 | 0.091392 | 0.00098657 | 0.00099901 | 0.027284 | 0.041619 | 0.032341 | 0.013385 | 0.013385 | 0.013548 | 0.013548 | 0 | 0.02727 | 0.055539 | 0.055079 | 0.019516 | 0.0098657 | 0.020879 | 0.22838 | 0.28226 | 0.53247 | 0.12599 | 0.0098657 | 0.0098657 | 0.0098657 | 0.029196 | 0.029942 | 0.029196 | 0.029942 | 0.029196 | 0.015281 | 0.014791 | 0.32341 | 0.09153 | 0.024587 | 0.024587 | 0.066501 | 0.024963 | 0.14943 | 0.03132 | 0.038604 | 0.013612 | 0.0027875 | 0.0069317 | 0.0082261 | 0.00050681 | 0.0022757 | 0.00050681 | 0.0074473 | 0.00050681 | 0.00099925 | 0.027824 | 0.034483 | 0.032897 | 0.032037 | 0.018784 | 0.026433 | 0.026433 | 0 | 0.027231 | 0.03139 | 0.031143 | 0.019684 | 0.0098657 | 0.32506 | 0.0083998 | 0.0087745 | 0.010514 | 0.0076879 | 0.0050681 | 0.0050681 | 0.0050681 | 0.0069147 | 0.0069181 | 0.0069147 | 0.0069181 | 0.0069147 | 0.015235 | 0.014748 | 0.0090606 | 0.067402 | 0.0069828 | 0.0069828 | 0.052723 | 0.024975 | 0.13614 | 0.03132 | 0.038604 | 0.013612 | 0.0027875 | 0.0069317 | 0.0082261 | 0.00050681 | 0.0022757 | 0.00050681 | 0.0074473 | 0.00050681 | 0.00099925 | 0.00051366 | 0.038113 | 0.032897 | 0.0070628 | 0.0070628 | 0.46928 | 0.46824 | 0 | 0.027315 | 0.03139 | 0.031143 | 0.019684 | 0.0098657 | 0.013686 | 0.0083998 | 0.0087745 | 0.010514 | 0.0076879 | 0.0050681 | 0.0050681 | 0.0050681 | 0.5075 | 0.50775 | 0.5075 | 0.50775 | 0.5075 | 0.015334 | 0.014841 | 0.0090606 | 0.068637 | 0.0069828 | 0.0069828 | 0.053984 | 0.024975 | 0.13771 | 0.033846 | 0.31415 | 0.00050681 | 0.0027875 | 0.00050875 | 0.60375 | 0.00051025 | 0.0005005 | 0.5005 | 0.54659 | 0.00050681 | 0.00099925 | 0.00051366 | 0.010598 | 0.010598 | 0.50688 | 0.00050688 | 0.50688 | 0.50687 | 0 | 0.020137 | 0.010506 | 0.010506 | 0.51 | 0.0050681 | 0.47823 | 0.0083998 | 0.0087745 | 0.010514 | 0.0076879 | 0.505 | 0.505 | 0.0050681 | 0.0077548 | 0.0080133 | 0.0077548 | 0.0080133 | 0.0077548 | 0.0069816 | 0.0069781 | 0.665 | 0.5125 | 1 | 0.5125 | 0.010506 | 0.010506 | 0.011326 | 0.065918 | 0.36991 | 0.00050681 | 0.40099 | 0.00050875 | 0.00060375 | 0.00051025 | 0.0005005 | 0.5005 | 0.54659 | 0.072908 | 0.00096312 | 0.51366 | 0.00051698 | 0.010598 | 0.00050688 | 0.00050688 | 0.0069695 | 0.47045 | 0 | 0.020137 | 0.00051025 | 0.00051025 | 0.39148 | 0.0050681 | 0.47823 | 0.6165 | 0.644 | 0.77169 | 0.56425 | 0.505 | 0.505 | 0.505 | 0.5075 | 0.50775 | 0.5075 | 0.50775 | 0.5075 | 0.0069816 | 0.0069781 | 0.665 | 0.5125 | 0.5125 | 0.5125 | 0.5125 | 0.010506 | 0.5525 | 0.03132 | 0.038604 | 0.013612 | 0.0027875 | 0.0069317 | 0.0082261 | 0.00050681 | 0.0022757 | 0.00050681 | 0.0074473 | 0.00050681 | 0.00099925 | 0.00051366 | 0.038113 | 0.032897 | 0.0070628 | 0.0070628 | 0.46928 | 0.46824 | 0 | 0.027315 | 0.03139 | 0.031143 | 0.019684 | 0.0098657 | 0.013686 | 0.0083998 | 0.0087745 | 0.010514 | 0.0076879 | 0.0050681 | 0.0050681 | 0.0050681 | 0.5075 | 0.50775 | 0.5075 | 0.50775 | 0.5075 | 0.015334 | 0.014841 | 0.0090606 | 0.068637 | 0.0069828 | 0.0069828 | 0.053984 | 0.024975 | 0.13771 | 0.03132 | 0.038604 | 0.013612 | 0.0027875 | 0.0069317 | 0.0082261 | 0.00050681 | 0.0022757 | 0.00050681 | 0.0074473 | 0.00050681 | 0.00099925 | 0.028077 | 0.034483 | 0.032897 | 0.032037 | 0.018784 | 0.026433 | 0.026433 | 0 | 0.027231 | 0.03139 | 0.031143 | 0.019684 | 0.0098657 | 0.013686 | 0.0083998 | 0.0087745 | 0.010514 | 0.0076879 | 0.0050681 | 0.0050681 | 0.0050681 | 0.0069147 | 0.0069181 | 0.0069147 | 0.0069181 | 0.0069147 | 0.015235 | 0.014748 | 0.0090606 | 0.067402 | 0.0069828 | 0.0069828 | 0.052723 | 0.024975 | 0.13614 | 0.029771 | 0.067841 | 0.013605 | 0.0054261 | 0.017239 | 0.20339 | 0.00098657 | 0.0039804 | 0.00098657 | 0.091392 | 0.00098657 | 0.00099901 | 0.027284 | 0.041619 | 0.032341 | 0.013385 | 0.013385 | 0.013548 | 0.013548 | 0 | 0.02727 | 0.055539 | 0.055079 | 0.019516 | 0.0098657 | 0.020879 | 0.22838 | 0.28226 | 0.53247 | 0.12599 | 0.0098657 | 0.0098657 | 0.0098657 | 0.029196 | 0.029942 | 0.029196 | 0.029942 | 0.029196 | 0.015281 | 0.014791 | 0.32341 | 0.09153 | 0.024587 | 0.024587 | 0.066501 | 0.024963 | 0.14943 | 0.029771 | 0.067841 | 0.013605 | 0.0054261 | 0.017239 | 0.20339 | 0.00098657 | 0.0034716 | 0.00098657 | 0.091392 | 0.00098657 | 0.00099901 | 0.028776 | 0.034946 | 0.032341 | 0.056333 | 0.028504 | 0.040697 | 0.040697 | 0 | 0.027161 | 0.055539 | 0.055079 | 0.019516 | 0.0098657 | 0.020879 | 0.22838 | 0.28226 | 0.53247 | 0.12599 | 0.0098657 | 0.0098657 | 0.0098657 | 0.014789 | 0.015279 | 0.014789 | 0.015279 | 0.014789 | 0.015154 | 0.014671 | 0.32341 | 0.089371 | 0.024587 | 0.024587 | 0.064239 | 0.024963 | 0.14662 | 0.029771 | 0.067841 | 0.013605 | 0.0054261 | 0.017239 | 0.20339 | 0.00098657 | 0.0039804 | 0.00098657 | 0.091392 | 0.00098657 | 0.00099901 | 0.027271 | 0.041619 | 0.032341 | 0.013385 | 0.013385 | 0.013548 | 0.013548 | 0 | 0.02727 | 0.055539 | 0.055079 | 0.019516 | 0.0098657 | 0.020879 | 0.22838 | 0.28227 | 0.53247 | 0.12599 | 0.0098657 | 0.0098657 | 0.0098657 | 0.029189 | 0.029936 | 0.029189 | 0.029936 | 0.029189 | 0.015281 | 0.014791 | 0.32342 | 0.09153 | 0.024587 | 0.024587 | 0.066501 | 0.024963 | 0.14943 | 0.093864 | 0.084314
3: dynamic cable | 0.028893 | 0.017862 | 0.013605 | 0.016621 | 0.026632 | 0.25402 | 0.00098973 | 0.00099901 | 0.0035244 | 0.091951 | 0.000916 | 0.00099904 | 0.026983 | 0.041255 | 0.032904 | 0.013609 | 0.013609 | 0.013564 | 0.085786 | 0 | 0.027268 | 0.031113 | 0.031113 |  | 0.0098657 | 0.025167 | 0.25385 | 0.30843 | 0.56184 | 0.15016 | 0.020212 | 0.020212 | 0.02043 | 0.029116 | 0.036468 | 0.029116 | 0.02986 | 0.029116 | 0.015279 | 0.014789 | 0.38175 | 0.069565 | 0.082211 | 0.082211 | 0.055062 | 0.04086 | 0.13905 | 0.02975 | 0.069491 | 0.013598 | 0.0054612 | 0.017375 | 0.20599 | 0.0015143 | 0.00098973 | 0.00099294 | 0.10045 | 0.00099294 | 0.000999 | 0.51366 | 0.0071085 | 0.032235 | 0.0069781 | 0.50687 | 0.0069781 | 0.0069781 | 0 | 0.023708 | 0.060141 | 0.059681 | 0.019514 | 0.0098657 | 0.020978 | 0.2313 | 0.2859 | 0.5394 | 0.12756 | 0.0099294 | 0.0099294 | 0.0099294 | 0.014894 | 0.0069816 | 0.014894 | 0.01539 | 0.0069781 | 0.01113 | 0.010883 | 0.32759 | 0.024493 | 0.024821 | 0.024821 | 0.024493 | 0.024963 | 0.10262 | 0.02975 | 0.054819 | 0.013612 | 0.0054612 | 0.017375 | 0.20599 | 0.00050688 | 0.0032457 | 0.00099294 | 0.0075156 | 0.00099294 | 0.000999 | 0.00051366 | 0.27928 | 0.032573 | 0.50687 | 0.50687 | 0.27782 | 0.042213 | 0 | 0.023708 | 0.045464 | 0.044996 | 0.019514 | 0.0098657 | 0.020978 | 0.2313 | 0.2859 | 0.5394 | 0.12756 | 0.0099294 | 0.0099294 | 0.0099294 | 0.015651 | 0.016164 | 0.015651 | 0.016164 | 0.015651 | 0.01113 | 0.010883 | 0.32759 |  | 0.024821 | 0.024821 |  | 0.024963 |  | 0.50975 | 0.010659 | 0.00050681 | 0.0027775 | 0.008925 | 0.015094 | 0.00051025 | 0.09951 | 0.000505 | 0.0095654 | 0.00054659 | 0.0005005 | 0.51366 | 0.51698 | 0.010598 | 0.0075156 | 0.0075156 | 0.0069695 | 0.50687 | 0 | 0.50687 | 0.011205 | 0.011205 | 0.01025 | 0.0099294 | 0.0060375 | 0.6165 | 0.644 | 0.77169 | 0.56425 | 0.0054659 | 0.0054659 | 0.000505 | 0.5075 | 0.50775 | 0.5075 | 0.50775 | 0.5075 | 0.0069816 | 0.0069781 | 0.665 | 0.5125 | 0.5125 | 1 | 0.010506 | 0.5125 | 0.011326 | 0.034606 | 0.14052 | 0.00050681 | 0.0057603 | 0.00050875 | 0.00060375 | 0.00051025 | 0.0005005 | 0.0012976 | 0.54659 | 0.0010473 | 0.00099898 | 0.51366 | 0.00051698 | 0.033608 | 0.00050688 | 0.00050688 | 0.013652 |  | 0 | 0.027362 | 0.00051025 | 0.00051025 | 0.062625 | 0.0099294 | 0.011535 | 0.23581 | 0.29135 | 0.54924 | 0.13027 | 0.010695 | 0.010695 | 0.010473 | 0.15851 | 0.16502 | 0.15851 | 0.16377 | 0.15851 | 0.015389 | 0.014893 | 0.34198 | 0.026393 | 0.027023 | 0.027023 | 0.026007 | 0.024736 | 0.10787 | 0.02975 | 0.069491 | 0.013598 | 0.0054612 | 0.017375 | 0.20599 | 0.0015143 | 0.00098973 | 0.00099294 | 0.10045 | 0.00099294 | 0.000999 | 0.00051366 | 0.0071085 | 0.032235 | 0.0069781 | 0.50687 | 0.0069781 | 0.0069781 | 0 | 0.023708 | 0.060141 | 0.059681 | 0.019514 | 0.0098657 | 0.020978 | 0.2313 | 0.2859 | 0.5394 | 0.12756 | 0.0099294 | 0.0099294 | 0.0099294 | 0.015651 | 0.50775 | 0.015651 | 0.016164 | 0.5075 | 0.01113 | 0.010883 | 0.32759 | 0.024493 | 0.024821 | 0.024821 | 0.024493 | 0.024963 | 0.10262 | 0.02975 | 0.068149 | 0.013605 | 0.0054612 | 0.017375 | 0.20599 | 0.00098973 | 0.0034859 | 0.00099294 | 0.091951 | 0.00099294 | 0.000999 | 0.026983 | 0.041736 | 0.032335 | 0.013609 | 0.013609 | 0.047381 | 0.040884 | 0 | 0.027268 | 0.055794 | 0.055331 | 0.019514 | 0.0098657 | 0.020978 | 0.2313 | 0.2859 | 0.5394 | 0.12756 | 0.0099294 | 0.0099294 | 0.0099294 | 0.014894 | 0.01539 | 0.014894 | 0.01539 | 0.014894 | 0.015279 | 0.014789 | 0.32759 | 0.091793 | 0.024821 | 0.024821 | 0.066659 | 0.024963 | 0.14958 | 0.029771 | 0.067841 | 0.013605 | 0.0054262 | 0.017239 | 0.2034 | 0.00098657 | 0.0039825 | 0.00098657 | 0.091393 | 0.00098657 | 0.00099901 | 0.027271 | 0.047526 | 0.032341 | 0.025636 | 0.013385 | 0.013574 | 0.013574 | 0 | 0.02727 | 0.055539 | 0.055079 | 0.019516 | 0.0098657 | 0.020879 | 0.22838 | 0.28227 | 0.53248 | 0.12599 | 0.0098657 | 0.0098657 | 0.0098657 | 0.029186 | 0.029932 | 0.029186 | 0.029932 | 0.029186 | 0.015281 | 0.014791 | 0.32342 | 0.093441 | 0.024587 | 0.024587 | 0.068503 | 0.024963 | 0.15191 | 0.029771 | 0.067841 | 0.013605 | 0.0054261 | 0.017239 | 0.20339 | 0.00098657 | 0.0039804 | 0.00098657 | 0.091392 | 0.00098657 | 0.00099901 | 0.048125 | 0.041698 | 0.032341 | 0.013548 | 0.048071 | 0.013548 | 0.013548 | 0 | 0.02702 | 0.055539 | 0.055079 | 0.019516 | 0.0098657 | 0.020879 | 0.22838 | 0.28227 | 0.53247 | 0.12599 | 0.0098657 | 0.0098657 | 0.0098657 | 0.014789 | 0.015279 | 0.014789 | 0.015279 | 0.014789 | 0.014989 | 0.014516 | 0.32342 | 0.091555 | 0.024587 | 0.024587 | 0.066527 | 0.024963 | 0.14946 | 0.039034 | 0.017866 | 0.013605 | 0.0054261 | 0.033257 | 0.25924 | 0.00098654 | 0.00099901 | 0.00098657 | 0.091392 | 0.0020439 | 0.00099848 | 0.027271 | 0.041232 | 0.032905 | 0.013565 | 0.013565 | 0.027221 | 0.013548 | 0 | 0.027268 | 0.031056 | 0.031056 | 0.019516 | 0.0098657 | 0.027584 | 0.22838 | 0.28227 | 0.53247 | 0.12599 | 0.025475 | 0.025475 | 0.0098657 | 0.035779 | 0.043019 | 0.035779 | 0.036522 | 0.035779 | 0.015279 | 0.014789 | 0.32342 | 0.069506 | 0.024587 | 0.024587 | 0.055028 | 0.041365 | 0.13901 | 0.08908 | 0.084314
3: static cable | 0.028893 | 0.017862 | 0.013605 | 0.016621 | 0.026632 | 0.25402 | 0.00098973 | 0.00099901 | 0.0035244 | 0.091951 | 0.000916 | 0.00099904 | 0.026983 | 0.041255 | 0.032904 | 0.013609 | 0.013609 | 0.013564 | 0.085786 | 0 | 0.027268 | 0.031113 | 0.031113 |  | 0.0098657 | 0.025167 | 0.25385 | 0.30843 | 0.56184 | 0.15016 | 0.020212 | 0.020212 | 0.02043 | 0.029116 | 0.036468 | 0.029116 | 0.02986 | 0.029116 | 0.015279 | 0.014789 | 0.38175 | 0.069565 | 0.082211 | 0.082211 | 0.055062 | 0.04086 | 0.13905 | 0.02975 | 0.069491 | 0.013598 | 0.0054612 | 0.017375 | 0.20599 | 0.0015143 | 0.00098973 | 0.00099294 | 0.10045 | 0.00099294 | 0.000999 | 0.51366 | 0.0071085 | 0.032235 | 0.0069781 | 0.50687 | 0.0069781 | 0.0069781 | 0 | 0.023708 | 0.060141 | 0.059681 | 0.019514 | 0.0098657 | 0.020978 | 0.2313 | 0.2859 | 0.5394 | 0.12756 | 0.0099294 | 0.0099294 | 0.0099294 | 0.014894 | 0.0069816 | 0.014894 | 0.01539 | 0.0069781 | 0.01113 | 0.010883 | 0.32759 | 0.024493 | 0.024821 | 0.024821 | 0.024493 | 0.024963 | 0.10262 | 0.02975 | 0.054819 | 0.013612 | 0.0054612 | 0.017375 | 0.20599 | 0.00050688 | 0.0032457 | 0.00099294 | 0.0075156 | 0.00099294 | 0.000999 | 0.00051366 | 0.27928 | 0.032573 | 0.50687 | 0.50687 | 0.27782 | 0.042213 | 0 | 0.023708 | 0.045464 | 0.044996 | 0.019514 | 0.0098657 | 0.020978 | 0.2313 | 0.2859 | 0.5394 | 0.12756 | 0.0099294 | 0.0099294 | 0.0099294 | 0.015651 | 0.016164 | 0.015651 | 0.016164 | 0.015651 | 0.01113 | 0.010883 | 0.32759 |  | 0.024821 | 0.024821 |  | 0.024963 |  | 0.50975 | 0.010659 | 0.00050681 | 0.0027775 | 0.008925 | 0.015094 | 0.00051025 | 0.09951 | 0.000505 | 0.0095654 | 0.00054659 | 0.0005005 | 0.51366 | 0.51698 | 0.010598 | 0.0075156 | 0.0075156 | 0.0069695 | 0.50687 | 0 | 0.50687 | 0.011205 | 0.011205 | 0.01025 | 0.0099294 | 0.0060375 | 0.6165 | 0.644 | 0.77169 | 0.56425 | 0.0054659 | 0.0054659 | 0.000505 | 0.5075 | 0.50775 | 0.5075 | 0.50775 | 0.5075 | 0.0069816 | 0.0069781 | 0.665 | 0.5125 | 0.5125 | 0.5125 | 1 | 0.5125 | 0.011326 | 0.034606 | 0.14052 | 0.00050681 | 0.0057603 | 0.00050875 | 0.00060375 | 0.00051025 | 0.0005005 | 0.0012976 | 0.54659 | 0.0010473 | 0.00099898 | 0.51366 | 0.00051698 | 0.033608 | 0.00050688 | 0.00050688 | 0.013652 |  | 0 | 0.027362 | 0.00051025 | 0.00051025 | 0.062625 | 0.0099294 | 0.011535 | 0.23581 | 0.29135 | 0.54924 | 0.13027 | 0.010695 | 0.010695 | 0.010473 | 0.15851 | 0.16502 | 0.15851 | 0.16377 | 0.15851 | 0.015389 | 0.014893 | 0.34198 | 0.026393 | 0.027023 | 0.027023 | 0.026007 | 0.024736 | 0.10787 | 0.02975 | 0.069491 | 0.013598 | 0.0054612 | 0.017375 | 0.20599 | 0.0015143 | 0.00098973 | 0.00099294 | 0.10045 | 0.00099294 | 0.000999 | 0.00051366 | 0.0071085 | 0.032235 | 0.0069781 | 0.50687 | 0.0069781 | 0.0069781 | 0 | 0.023708 | 0.060141 | 0.059681 | 0.019514 | 0.0098657 | 0.020978 | 0.2313 | 0.2859 | 0.5394 | 0.12756 | 0.0099294 | 0.0099294 | 0.0099294 | 0.015651 | 0.50775 | 0.015651 | 0.016164 | 0.5075 | 0.01113 | 0.010883 | 0.32759 | 0.024493 | 0.024821 | 0.024821 | 0.024493 | 0.024963 | 0.10262 | 0.02975 | 0.068149 | 0.013605 | 0.0054612 | 0.017375 | 0.20599 | 0.00098973 | 0.0034859 | 0.00099294 | 0.091951 | 0.00099294 | 0.000999 | 0.026983 | 0.041736 | 0.032335 | 0.013609 | 0.013609 | 0.047381 | 0.040884 | 0 | 0.027268 | 0.055794 | 0.055331 | 0.019514 | 0.0098657 | 0.020978 | 0.2313 | 0.2859 | 0.5394 | 0.12756 | 0.0099294 | 0.0099294 | 0.0099294 | 0.014894 | 0.01539 | 0.014894 | 0.01539 | 0.014894 | 0.015279 | 0.014789 | 0.32759 | 0.091793 | 0.024821 | 0.024821 | 0.066659 | 0.024963 | 0.14958 | 0.029771 | 0.067841 | 0.013605 | 0.0054262 | 0.017239 | 0.2034 | 0.00098657 | 0.0039825 | 0.00098657 | 0.091393 | 0.00098657 | 0.00099901 | 0.027271 | 0.047526 | 0.032341 | 0.025636 | 0.013385 | 0.013574 | 0.013574 | 0 | 0.02727 | 0.055539 | 0.055079 | 0.019516 | 0.0098657 | 0.020879 | 0.22838 | 0.28227 | 0.53248 | 0.12599 | 0.0098657 | 0.0098657 | 0.0098657 | 0.029186 | 0.029932 | 0.029186 | 0.029932 | 0.029186 | 0.015281 | 0.014791 | 0.32342 | 0.093441 | 0.024587 | 0.024587 | 0.068503 | 0.024963 | 0.15191 | 0.029771 | 0.067841 | 0.013605 | 0.0054261 | 0.017239 | 0.20339 | 0.00098657 | 0.0039804 | 0.00098657 | 0.091392 | 0.00098657 | 0.00099901 | 0.048125 | 0.041698 | 0.032341 | 0.013548 | 0.048071 | 0.013548 | 0.013548 | 0 | 0.02702 | 0.055539 | 0.055079 | 0.019516 | 0.0098657 | 0.020879 | 0.22838 | 0.28227 | 0.53247 | 0.12599 | 0.0098657 | 0.0098657 | 0.0098657 | 0.014789 | 0.015279 | 0.014789 | 0.015279 | 0.014789 | 0.014989 | 0.014516 | 0.32342 | 0.091555 | 0.024587 | 0.024587 | 0.066527 | 0.024963 | 0.14946 | 0.039034 | 0.017866 | 0.013605 | 0.0054261 | 0.033257 | 0.25924 | 0.00098654 | 0.00099901 | 0.00098657 | 0.091392 | 0.0020439 | 0.00099848 | 0.027271 | 0.041232 | 0.032905 | 0.013565 | 0.013565 | 0.027221 | 0.013548 | 0 | 0.027268 | 0.031056 | 0.031056 | 0.019516 | 0.0098657 | 0.027584 | 0.22838 | 0.28227 | 0.53247 | 0.12599 | 0.025475 | 0.025475 | 0.0098657 | 0.035779 | 0.043019 | 0.035779 | 0.036522 | 0.035779 | 0.015279 | 0.014789 | 0.32342 | 0.069506 | 0.024587 | 0.024587 | 0.055028 | 0.041365 | 0.13901 | 0.090159 | 0.1069
3: terminations | 0.028893 | 0.017862 | 0.013605 | 0.016621 | 0.026632 | 0.25402 | 0.00098973 | 0.00099901 | 0.0035244 | 0.091951 | 0.000916 | 0.00099904 | 0.026983 | 0.041255 | 0.032904 | 0.013609 | 0.013609 | 0.013564 | 0.085786 | 0 | 0.027268 | 0.031113 | 0.031113 |  | 0.0098657 | 0.025167 | 0.25385 | 0.30843 | 0.56184 | 0.15016 | 0.020212 | 0.020212 | 0.02043 | 0.029116 | 0.036468 | 0.029116 | 0.02986 | 0.029116 | 0.015279 | 0.014789 | 0.38175 | 0.069565 | 0.082211 | 0.082211 | 0.055062 | 0.04086 | 0.13905 | 0.02975 | 0.069491 | 0.013598 | 0.0054612 | 0.017375 | 0.20599 | 0.0015143 | 0.00098973 | 0.00099294 | 0.10045 | 0.00099294 | 0.000999 | 0.51366 | 0.0071085 | 0.032235 | 0.0069781 | 0.50687 | 0.0069781 | 0.0069781 | 0 | 0.023708 | 0.060141 | 0.059681 | 0.019514 | 0.0098657 | 0.020978 | 0.2313 | 0.2859 | 0.5394 | 0.12756 | 0.0099294 | 0.0099294 | 0.0099294 | 0.014894 | 0.0069816 | 0.014894 | 0.01539 | 0.0069781 | 0.01113 | 0.010883 | 0.32759 | 0.024493 | 0.024821 | 0.024821 | 0.024493 | 0.024963 | 0.10262 | 0.02975 | 0.054819 | 0.013612 | 0.0054612 | 0.017375 | 0.20599 | 0.00050688 | 0.0032457 | 0.00099294 | 0.0075156 | 0.00099294 | 0.000999 | 0.00051366 | 0.27928 | 0.032573 | 0.50687 | 0.50687 | 0.27782 | 0.042213 | 0 | 0.023708 | 0.045464 | 0.044996 | 0.019514 | 0.0098657 | 0.020978 | 0.2313 | 0.2859 | 0.5394 | 0.12756 | 0.0099294 | 0.0099294 | 0.0099294 | 0.015651 | 0.016164 | 0.015651 | 0.016164 | 0.015651 | 0.01113 | 0.010883 | 0.32759 |  | 0.024821 | 0.024821 |  | 0.024963 |  | 0.50975 | 0.010659 | 0.00050681 | 0.0027775 | 0.008925 | 0.015094 | 0.00051025 | 0.09951 | 0.000505 | 0.0095654 | 0.00054659 | 0.0005005 | 0.51366 | 0.51698 | 0.010598 | 0.0075156 | 0.0075156 | 0.0069695 | 0.50687 | 0 | 0.50687 | 0.011205 | 0.011205 | 0.01025 | 0.0099294 | 0.0060375 | 0.6165 | 0.644 | 0.77169 | 0.56425 | 0.0054659 | 0.0054659 | 0.000505 | 0.5075 | 0.50775 | 0.5075 | 0.50775 | 0.5075 | 0.0069816 | 0.0069781 | 0.665 | 0.5125 | 0.5125 | 0.5125 | 0.010506 | 1 | 0.011326 | 0.034606 | 0.14052 | 0.00050681 | 0.0057603 | 0.00050875 | 0.00060375 | 0.00051025 | 0.0005005 | 0.0012976 | 0.54659 | 0.0010473 | 0.00099898 | 0.51366 | 0.00051698 | 0.033608 | 0.00050688 | 0.00050688 | 0.013652 |  | 0 | 0.027362 | 0.00051025 | 0.00051025 | 0.062625 | 0.0099294 | 0.011535 | 0.23581 | 0.29135 | 0.54924 | 0.13027 | 0.010695 | 0.010695 | 0.010473 | 0.15851 | 0.16502 | 0.15851 | 0.16377 | 0.15851 | 0.015389 | 0.014893 | 0.34198 | 0.026393 | 0.027023 | 0.027023 | 0.026007 | 0.024736 | 0.10787 | 0.02975 | 0.069491 | 0.013598 | 0.0054612 | 0.017375 | 0.20599 | 0.0015143 | 0.00098973 | 0.00099294 | 0.10045 | 0.00099294 | 0.000999 | 0.00051366 | 0.0071085 | 0.032235 | 0.0069781 | 0.50687 | 0.0069781 | 0.0069781 | 0 | 0.023708 | 0.060141 | 0.059681 | 0.019514 | 0.0098657 | 0.020978 | 0.2313 | 0.2859 | 0.5394 | 0.12756 | 0.0099294 | 0.0099294 | 0.0099294 | 0.015651 | 0.50775 | 0.015651 | 0.016164 | 0.5075 | 0.01113 | 0.010883 | 0.32759 | 0.024493 | 0.024821 | 0.024821 | 0.024493 | 0.024963 | 0.10262 | 0.02975 | 0.068149 | 0.013605 | 0.0054612 | 0.017375 | 0.20599 | 0.00098973 | 0.0034859 | 0.00099294 | 0.091951 | 0.00099294 | 0.000999 | 0.026983 | 0.041736 | 0.032335 | 0.013609 | 0.013609 | 0.047381 | 0.040884 | 0 | 0.027268 | 0.055794 | 0.055331 | 0.019514 | 0.0098657 | 0.020978 | 0.2313 | 0.2859 | 0.5394 | 0.12756 | 0.0099294 | 0.0099294 | 0.0099294 | 0.014894 | 0.01539 | 0.014894 | 0.01539 | 0.014894 | 0.015279 | 0.014789 | 0.32759 | 0.091793 | 0.024821 | 0.024821 | 0.066659 | 0.024963 | 0.14958 | 0.029771 | 0.067841 | 0.013605 | 0.0054262 | 0.017239 | 0.2034 | 0.00098657 | 0.0039825 | 0.00098657 | 0.091393 | 0.00098657 | 0.00099901 | 0.027271 | 0.047526 | 0.032341 | 0.025636 | 0.013385 | 0.013574 | 0.013574 | 0 | 0.02727 | 0.055539 | 0.055079 | 0.019516 | 0.0098657 | 0.020879 | 0.22838 | 0.28227 | 0.53248 | 0.12599 | 0.0098657 | 0.0098657 | 0.0098657 | 0.029186 | 0.029932 | 0.029186 | 0.029932 | 0.029186 | 0.015281 | 0.014791 | 0.32342 | 0.093441 | 0.024587 | 0.024587 | 0.068503 | 0.024963 | 0.15191 | 0.029771 | 0.067841 | 0.013605 | 0.0054261 | 0.017239 | 0.20339 | 0.00098657 | 0.0039804 | 0.00098657 | 0.091392 | 0.00098657 | 0.00099901 | 0.048125 | 0.041698 | 0.032341 | 0.013548 | 0.048071 | 0.013548 | 0.013548 | 0 | 0.02702 | 0.055539 | 0.055079 | 0.019516 | 0.0098657 | 0.020879 | 0.22838 | 0.28227 | 0.53247 | 0.12599 | 0.0098657 | 0.0098657 | 0.0098657 | 0.014789 | 0.015279 | 0.014789 | 0.015279 | 0.014789 | 0.014989 | 0.014516 | 0.32342 | 0.091555 | 0.024587 | 0.024587 | 0.066527 | 0.024963 | 0.14946 | 0.039034 | 0.017866 | 0.013605 | 0.0054261 | 0.033257 | 0.25924 | 0.00098654 | 0.00099901 | 0.00098657 | 0.091392 | 0.0020439 | 0.00099848 | 0.027271 | 0.041232 | 0.032905 | 0.013565 | 0.013565 | 0.027221 | 0.013548 | 0 | 0.027268 | 0.031056 | 0.031056 | 0.019516 | 0.0098657 | 0.027584 | 0.22838 | 0.28227 | 0.53247 | 0.12599 | 0.025475 | 0.025475 | 0.0098657 | 0.035779 | 0.043019 | 0.035779 | 0.036522 | 0.035779 | 0.015279 | 0.014789 | 0.32342 | 0.069506 | 0.024587 | 0.024587 | 0.055028 | 0.041365 | 0.13901 | 0.08908 | 0.07182
3: offshore joints | 0.028893 | 0.017862 | 0.013605 | 0.016621 | 0.026632 | 0.25402 | 0.00098973 | 0.00099901 | 0.0035244 | 0.091951 | 0.000916 | 0.00099904 | 0.026983 | 0.041255 | 0.032904 | 0.013609 | 0.013609 | 0.013564 | 0.085786 | 0 | 0.027268 | 0.031113 | 0.031113 |  | 0.0098657 | 0.025167 | 0.25385 | 0.30843 | 0.56184 | 0.15016 | 0.020212 | 0.020212 | 0.02043 | 0.029116 | 0.036468 | 0.029116 | 0.02986 | 0.029116 | 0.015279 | 0.014789 | 0.38175 | 0.069565 | 0.082211 | 0.082211 | 0.055062 | 0.04086 | 0.13905 | 0.02975 | 0.069491 | 0.013598 | 0.0054612 | 0.017375 | 0.20599 | 0.0015143 | 0.00098973 | 0.00099294 | 0.10045 | 0.00099294 | 0.000999 | 0.51366 | 0.0071085 | 0.032235 | 0.0069781 | 0.50687 | 0.0069781 | 0.0069781 | 0 | 0.023708 | 0.060141 | 0.059681 | 0.019514 | 0.0098657 | 0.020978 | 0.2313 | 0.2859 | 0.5394 | 0.12756 | 0.0099294 | 0.0099294 | 0.0099294 | 0.014894 | 0.0069816 | 0.014894 | 0.01539 | 0.0069781 | 0.01113 | 0.010883 | 0.32759 | 0.024493 | 0.024821 | 0.024821 | 0.024493 | 0.024963 | 0.10262 | 0.02975 | 0.054819 | 0.013612 | 0.0054612 | 0.017375 | 0.20599 | 0.00050688 | 0.0032457 | 0.00099294 | 0.0075156 | 0.00099294 | 0.000999 | 0.00051366 | 0.27928 | 0.032573 | 0.50687 | 0.50687 | 0.27782 | 0.042213 | 0 | 0.023708 | 0.045464 | 0.044996 | 0.019514 | 0.0098657 | 0.020978 | 0.2313 | 0.2859 | 0.5394 | 0.12756 | 0.0099294 | 0.0099294 | 0.0099294 | 0.015651 | 0.016164 | 0.015651 | 0.016164 | 0.015651 | 0.01113 | 0.010883 | 0.32759 |  | 0.024821 | 0.024821 |  | 0.024963 |  | 0.50975 | 0.010659 | 0.00050681 | 0.0027775 | 0.008925 | 0.063394 | 0.00051025 | 0.09951 | 0.000505 | 0.0095654 | 0.00054659 | 0.0005005 | 0.51366 | 0.51698 | 0.010598 | 0.0075156 | 0.0075156 | 0.0069695 | 0.50687 | 0 | 0.50687 | 0.011205 | 0.011205 | 0.01105 | 0.0099294 | 0.0060375 | 0.6165 | 0.644 | 0.77169 | 0.56425 | 0.0054659 | 0.0054659 | 0.000505 | 0.5075 | 0.50775 | 0.5075 | 0.50775 | 0.5075 | 0.0069816 | 0.0069781 | 0.665 | 0.5125 | 0.5125 | 0.5125 | 0.010506 | 0.5125 | 1 | 0.034606 | 0.14052 | 0.00050681 | 0.0057603 | 0.00050875 | 0.00060375 | 0.00051025 | 0.0005005 | 0.0012976 | 0.54659 | 0.0010473 | 0.00099898 | 0.51366 | 0.00051698 | 0.033608 | 0.00050688 | 0.00050688 | 0.013652 |  | 0 | 0.027362 | 0.00051025 | 0.00051025 | 0.062625 | 0.0099294 | 0.011535 | 0.23581 | 0.29135 | 0.54924 | 0.13027 | 0.010695 | 0.010695 | 0.010473 | 0.15851 | 0.16502 | 0.15851 | 0.16377 | 0.15851 | 0.015389 | 0.014893 | 0.34198 | 0.026393 | 0.027023 | 0.027023 | 0.026007 | 0.024736 | 0.10787 | 0.02975 | 0.069491 | 0.013598 | 0.0054612 | 0.017375 | 0.20599 | 0.0015143 | 0.00098973 | 0.00099294 | 0.10045 | 0.00099294 | 0.000999 | 0.00051366 | 0.0071085 | 0.032235 | 0.0069781 | 0.50687 | 0.0069781 | 0.0069781 | 0 | 0.023708 | 0.060141 | 0.059681 | 0.019514 | 0.0098657 | 0.020978 | 0.2313 | 0.2859 | 0.5394 | 0.12756 | 0.0099294 | 0.0099294 | 0.0099294 | 0.015651 | 0.50775 | 0.015651 | 0.016164 | 0.5075 | 0.01113 | 0.010883 | 0.32759 | 0.024493 | 0.024821 | 0.024821 | 0.024493 | 0.024963 | 0.10262 | 0.02975 | 0.068149 | 0.013605 | 0.0054612 | 0.017375 | 0.20599 | 0.00098973 | 0.0034859 | 0.00099294 | 0.091951 | 0.00099294 | 0.000999 | 0.026983 | 0.041736 | 0.032335 | 0.013609 | 0.013609 | 0.047381 | 0.040884 | 0 | 0.027268 | 0.055794 | 0.055331 | 0.019514 | 0.0098657 | 0.020978 | 0.2313 | 0.2859 | 0.5394 | 0.12756 | 0.0099294 | 0.0099294 | 0.0099294 | 0.014894 | 0.01539 | 0.014894 | 0.01539 | 0.014894 | 0.015279 | 0.014789 | 0.32759 | 0.091793 | 0.024821 | 0.024821 | 0.066659 | 0.024963 | 0.14958 | 0.029771 | 0.067841 | 0.013605 | 0.0054262 | 0.017239 | 0.2034 | 0.00098657 | 0.0039825 | 0.00098657 | 0.091393 | 0.00098657 | 0.00099901 | 0.027271 | 0.047526 | 0.032341 | 0.025636 | 0.013385 | 0.013574 | 0.013574 | 0 | 0.02727 | 0.055539 | 0.055079 | 0.019516 | 0.0098657 | 0.020879 | 0.22838 | 0.28227 | 0.53248 | 0.12599 | 0.0098657 | 0.0098657 | 0.0098657 | 0.029186 | 0.029932 | 0.029186 | 0.029932 | 0.029186 | 0.015281 | 0.014791 | 0.32342 | 0.093441 | 0.024587 | 0.024587 | 0.068503 | 0.024963 | 0.15191 | 0.029771 | 0.067841 | 0.013605 | 0.0054261 | 0.017239 | 0.20339 | 0.00098657 | 0.0039804 | 0.00098657 | 0.091392 | 0.00098657 | 0.00099901 | 0.048125 | 0.041698 | 0.032341 | 0.013548 | 0.048071 | 0.013548 | 0.013548 | 0 | 0.02702 | 0.055539 | 0.055079 | 0.019516 | 0.0098657 | 0.020879 | 0.22838 | 0.28227 | 0.53247 | 0.12599 | 0.0098657 | 0.0098657 | 0.0098657 | 0.014789 | 0.015279 | 0.014789 | 0.015279 | 0.014789 | 0.014989 | 0.014516 | 0.32342 | 0.091555 | 0.024587 | 0.024587 | 0.066527 | 0.024963 | 0.14946 | 0.039034 | 0.017866 | 0.013605 | 0.0054261 | 0.033257 | 0.25924 | 0.00098654 | 0.00099901 | 0.00098657 | 0.091392 | 0.0020439 | 0.00099848 | 0.027271 | 0.041232 | 0.032905 | 0.013565 | 0.013565 | 0.027221 | 0.013548 | 0 | 0.027268 | 0.031056 | 0.031056 | 0.019516 | 0.0098657 | 0.027584 | 0.22838 | 0.28227 | 0.53247 | 0.12599 | 0.025475 | 0.025475 | 0.0098657 | 0.035779 | 0.043019 | 0.035779 | 0.036522 | 0.035779 | 0.015279 | 0.014789 | 0.32342 | 0.069506 | 0.024587 | 0.024587 | 0.055028 | 0.041365 | 0.13901 | 0.090263 | 0.17673
4: Incorrect turbine operation | 0.029771 | 0.067841 | 0.013605 | 0.0054262 | 0.017239 | 0.2034 | 0.00098657 | 0.0039825 | 0.00098657 | 0.091393 | 0.00098657 | 0.00099901 | 0.027271 | 0.047526 | 0.032341 | 0.025636 | 0.013385 | 0.013574 | 0.013574 | 0 | 0.02727 | 0.055539 | 0.055079 | 0.019516 | 0.0098657 | 0.020879 | 0.22838 | 0.28227 | 0.53248 | 0.12599 | 0.0098657 | 0.0098657 | 0.0098657 | 0.029186 | 0.029932 | 0.029186 | 0.029932 | 0.029186 | 0.015281 | 0.014791 | 0.32342 | 0.093441 | 0.024587 | 0.024587 | 0.068503 | 0.024963 | 0.15191 | 0.038495 | 0.017862 | 0.013605 | 0.0054261 | 0.026632 | 0.25402 | 0.00098973 | 0.00099901 | 0.00098657 | 0.091951 | 0.000916 | 0.00099904 | 0.026983 | 0.041255 | 0.032904 | 0.013609 | 0.013609 | 0.013564 | 0.013548 | 0 | 0.027268 | 0.031113 | 0.031113 | 0.019516 | 0.0098657 | 0.025167 | 0.22838 | 0.28226 | 0.53247 | 0.12599 | 0.020212 | 0.020212 | 0.0098657 | 0.029116 | 0.036468 | 0.029116 | 0.02986 | 0.029116 | 0.015279 | 0.014789 | 0.32341 | 0.069565 | 0.024587 | 0.024587 | 0.055062 | 0.04086 | 0.13905 | 0.02975 | 0.069491 | 0.013598 | 0.0054612 | 0.017375 | 0.20599 | 0.0015143 | 0.00098973 | 0.00099294 | 0.10045 | 0.00099294 | 0.000999 | 0.51366 | 0.0071085 | 0.032235 | 0.0069781 | 0.50687 | 0.0069781 | 0.0069781 | 0 | 0.023708 | 0.060141 | 0.059681 | 0.019514 | 0.0098657 | 0.020978 | 0.2313 | 0.2859 | 0.5394 | 0.12756 | 0.0099294 | 0.0099294 | 0.0099294 | 0.014894 | 0.0069816 | 0.014894 | 0.01539 | 0.0069781 | 0.01113 | 0.010883 | 0.32759 | 0.024493 | 0.024821 | 0.024821 | 0.024493 | 0.024963 | 0.10262 | 0.03889 | 0.018532 | 0.013612 | 0.0054612 | 0.019602 | 0.22225 | 0.00050688 | 0.00099925 | 0.00099294 | 0.0075156 | 0.0011109 | 0.00099895 | 0.00051366 | 0.037821 | 0.033101 | 0.0069695 | 0.0069695 | 0.013609 |  | 0 | 0.027316 | 0.022548 | 0.022548 | 0.019514 | 0.0098657 | 0.022072 | 0.2313 | 0.2859 | 0.5394 | 0.12756 | 0.013781 | 0.013781 | 0.0099294 | 0.019133 | 0.023104 | 0.019133 | 0.019646 | 0.019133 | 0.015335 | 0.014842 | 0.32759 | 0.060511 | 0.024821 | 0.024821 | 0.049815 | 0.036783 | 0.1339 | 1 | 0.0099401 | 0.00050681 | 0.037463 | 0.0089206 | 0.011773 | 0.00051025 | 0.000505 | 0.000505 | 0.0095654 | 0.00054659 | 0.0005005 | 0.51366 | 0.51698 | 0.010598 | 0.0075156 | 0.0075156 | 0.50688 | 0.50687 | 0 | 0.50687 | 0.011205 | 0.011205 | 0.01025 | 0.0099294 | 0.47823 | 0.012022 | 0.012558 | 0.015048 | 0.011003 | 0.0050975 | 0.505 | 0.0027775 | 0.0027912 | 0.0027926 | 0.0027912 | 0.0027926 | 0.0027912 | 0.0069816 | 0.0069781 | 0.0036575 | 0.5125 | 0.0028187 | 0.0028187 | 0.010506 | 0.5125 | 0.011326 | 0.043638 | 0.018532 | 0.00050681 | 0.0057603 | 0.00050875 | 0.00060375 | 0.00051025 | 0.0005005 | 0.0012976 | 0.0075156 | 0.0011325 | 0.00099893 | 0.51366 | 0.00051698 | 0.033608 | 0.00050688 | 0.00050688 | 0.013652 | 0.25784 | 0 | 0.027362 | 0.00051025 | 0.00051025 | 0.062625 | 0.0099294 | 0.011535 | 0.23581 | 0.29135 | 0.54924 | 0.13027 | 0.011539 | 0.011539 | 0.010473 | 0.15851 | 0.16502 | 0.15851 | 0.16377 | 0.15851 | 0.015389 | 0.014893 | 0.34198 | 0.026393 | 0.027023 | 0.027023 | 0.026007 | 0.024736 | 0.10787 | 0.02975 | 0.069491 | 0.013598 | 0.0054612 | 0.017375 | 0.20599 | 0.0015143 | 0.00098973 | 0.00099294 | 0.10045 | 0.00099294 | 0.000999 | 0.00051366 | 0.0071085 | 0.032235 | 0.0069781 | 0.50688 | 0.0069781 | 0.0069781 | 0 | 0.023708 | 0.060141 | 0.059681 | 0.019514 | 0.0098657 | 0.020978 | 0.2313 | 0.2859 | 0.5394 | 0.12756 | 0.0099294 | 0.0099294 | 0.0099294 | 0.015651 | 0.50775 | 0.015651 | 0.016164 | 0.5075 | 0.01113 | 0.010883 | 0.32759 | 0.024493 | 0.024821 | 0.024821 | 0.024493 | 0.024963 | 0.10262 | 0.02975 | 0.068149 | 0.013605 | 0.0054612 | 0.017375 | 0.20599 | 0.00098973 | 0.0034859 | 0.00099294 | 0.091951 | 0.00099294 | 0.000999 | 0.026983 | 0.041736 | 0.032335 | 0.013609 | 0.013609 | 0.047381 | 0.040884 | 0 | 0.027268 | 0.055794 | 0.055331 | 0.019514 | 0.0098657 | 0.020978 | 0.2313 | 0.2859 | 0.5394 | 0.12756 | 0.0099294 | 0.0099294 | 0.0099294 | 0.014894 | 0.01539 | 0.014894 | 0.01539 | 0.014894 | 0.015279 | 0.014789 | 0.32759 | 0.091793 | 0.024821 | 0.024821 | 0.066659 | 0.024963 | 0.14958 | 0.029771 | 0.067841 | 0.013605 | 0.0054262 | 0.017239 | 0.2034 | 0.00098657 | 0.0039825 | 0.00098657 | 0.091393 | 0.00098657 | 0.00099901 | 0.027271 | 0.047526 | 0.032341 | 0.025636 | 0.013385 | 0.013574 | 0.013574 | 0 | 0.02727 | 0.055539 | 0.055079 | 0.019516 | 0.0098657 | 0.020879 | 0.22838 | 0.28227 | 0.53248 | 0.12599 | 0.0098657 | 0.0098657 | 0.0098657 | 0.029186 | 0.029932 | 0.029186 | 0.029932 | 0.029186 | 0.015281 | 0.014791 | 0.32342 | 0.093441 | 0.024587 | 0.024587 | 0.068503 | 0.024963 | 0.15191 | 0.029771 | 0.067841 | 0.013605 | 0.0054261 | 0.017239 | 0.20339 | 0.00098657 | 0.0039804 | 0.00098657 | 0.091392 | 0.00098657 | 0.00099901 | 0.048125 | 0.041698 | 0.032341 | 0.013548 | 0.048071 | 0.013548 | 0.013548 | 0 | 0.02702 | 0.055539 | 0.055079 | 0.019516 | 0.0098657 | 0.020879 | 0.22838 | 0.28227 | 0.53247 | 0.12599 | 0.0098657 | 0.0098657 | 0.0098657 | 0.014789 | 0.015279 | 0.014789 | 0.015279 | 0.014789 | 0.014989 | 0.014516 | 0.32342 | 0.091555 | 0.024587 | 0.024587 | 0.066527 | 0.024963 | 0.14946 | 0.072526 | 0.067361
4: Increased turbine loads |  | 0.017866 | 0.013605 | 0.0054262 | 0.033253 | 0.25923 | 0.00098654 | 0.00099901 | 0.00098657 | 0.091392 | 0.0020436 | 0.00099848 | 0.027271 | 0.041232 | 0.032905 | 0.013565 | 0.013565 | 0.027194 | 0.013549 | 0 | 0.027268 | 0.031056 | 0.031056 | 0.019516 | 0.0098657 |  | 0.22838 | 0.28227 | 0.53248 | 0.12599 | 0.025472 | 0.025472 | 0.0098657 | 0.035776 | 0.043015 | 0.035776 | 0.036519 | 0.035776 | 0.015279 | 0.014789 | 0.32342 |  | 0.024587 | 0.024587 | 0.055028 | 0.041364 | 0.13901 | 0.02975 |  | 0.013605 | 0.0054612 | 0.017375 | 0.20599 | 0.00098973 |  | 0.00099294 | 0.091951 | 0.00099294 | 0.000999 | 0.026983 | 0.041736 | 0.032335 | 0.013609 | 0.013609 | 0.013548 | 0.013548 | 0 | 0.027268 | 0.055794 | 0.055331 | 0.019514 | 0.0098657 | 0.020978 | 0.2313 | 0.2859 | 0.5394 | 0.12756 | 0.0099294 | 0.0099294 | 0.0099294 | 0.014894 | 0.01539 | 0.014894 | 0.01539 | 0.014894 | 0.015279 | 0.014789 | 0.32759 |  | 0.024821 | 0.024821 |  | 0.024963 |  |  |  | 0.013598 | 0.0054612 | 0.017375 | 0.20599 | 0.0015143 | 0.00098973 | 0.00099294 | 0.10045 | 0.00099294 | 0.000999 | 0.00051366 | 0.033549 | 0.010598 | 0.0069781 | 0.020996 | 0.0069781 | 0.0069781 | 0 |  |  |  | 0.019514 | 0.0098657 |  | 0.2313 | 0.2859 | 0.5394 | 0.12756 | 0.0099294 | 0.0099294 | 0.0099294 | 0.015651 | 0.019347 | 0.015651 | 0.016164 | 0.018836 | 0.015217 | 0.014731 | 0.32759 | 0.024185 | 0.024821 | 0.024821 | 0.024185 | 0.024963 | 0.10038 | 0.025187 | 0.010659 | 0.00050681 |  | 0.50875 | 0.60375 | 0.00050688 | 0.0005005 |  | 0.0075156 | 0.00054659 | 0.00099923 | 0.0070628 | 0.51698 | 0.021873 | 0.0069695 | 0.0069695 | 0.013609 |  | 0 | 0.027316 | 0.51025 | 0.51025 | 0.50161 | 0.0099294 | 0.22307 |  |  |  |  | 0.062136 | 0.062136 | 0.010746 | 0.02058 | 0.024609 | 0.02058 | 0.021149 | 0.02058 | 0.015335 | 0.014842 |  |  |  |  | 0.36486 | 0.27401 | 0.44721 | 0.0099401 | 1 | 0.00050681 | 0.50275 | 0.50875 | 0.011773 | 0.1411 | 0.000505 | 0.000505 | 0.54659 | 0.0005005 | 0.0005005 | 0.00051366 | 0.00051698 | 0.010598 | 0.50687 | 0.50688 | 0.50687 | 0.50687 | 0 | 0.50687 | 0.51025 | 0.51025 | 0.01025 | 0.0099294 | 0.0060375 | 0.012022 | 0.012558 | 0.015048 | 0.011003 | 0.0050975 | 0.505 | 0.0027775 | 0.0027912 | 0.0027926 | 0.0027912 | 0.0027926 | 0.0027912 | 0.0069816 | 0.0069781 | 0.0036575 | 0.5125 | 0.0028188 | 0.0028188 | 0.5125 | 0.0005125 | 0.5525 | 0.025187 | 0.010659 | 0.00050681 |  | 0.50875 | 0.60375 | 0.00051025 | 0.0005005 |  | 0.0075156 | 0.00054659 | 0.00099923 | 0.0070628 | 0.51698 | 0.021873 | 0.0069695 | 0.0069695 | 0.013609 |  | 0 | 0.027316 | 0.51025 | 0.51025 | 0.50161 | 0.0099294 | 0.22307 |  |  |  |  | 0.062136 | 0.062136 | 0.010746 | 0.02058 | 0.024609 | 0.02058 | 0.021149 | 0.02058 | 0.015335 | 0.014842 |  |  |  |  | 0.36486 | 0.27401 | 0.44721 |  |  | 0.013598 | 0.0054612 | 0.017375 | 0.20599 | 0.0015143 | 0.00098973 | 0.00099294 | 0.10045 | 0.00099294 | 0.000999 | 0.00051366 | 0.033549 | 0.010598 | 0.0069781 | 0.020996 | 0.0069781 | 0.0069781 | 0 |  |  |  | 0.019514 | 0.0098657 |  | 0.2313 | 0.2859 | 0.5394 | 0.12756 | 0.0099294 | 0.0099294 | 0.0099294 | 0.015651 | 0.019347 | 0.015651 | 0.016164 | 0.018836 | 0.015217 | 0.014731 | 0.32759 | 0.024185 | 0.024821 | 0.024821 | 0.024185 | 0.024963 | 0.10038 | 0.02975 |  | 0.013605 | 0.0054612 | 0.017375 | 0.20599 | 0.00098973 |  | 0.00099294 | 0.091951 | 0.00099294 | 0.000999 | 0.026983 | 0.041736 | 0.032335 | 0.013609 | 0.013609 | 0.013548 | 0.013548 | 0 | 0.027268 | 0.055794 | 0.055331 | 0.019514 | 0.0098657 | 0.020978 | 0.2313 | 0.2859 | 0.5394 | 0.12756 | 0.0099294 | 0.0099294 | 0.0099294 | 0.014894 | 0.01539 | 0.014894 | 0.01539 | 0.014894 | 0.015279 | 0.014789 | 0.32759 |  | 0.024821 | 0.024821 |  | 0.024963 |  |  | 0.017866 | 0.013605 | 0.0054262 | 0.033253 | 0.25923 | 0.00098654 | 0.00099901 | 0.00098657 | 0.091392 | 0.0020436 | 0.00099848 | 0.027271 | 0.041232 | 0.032905 | 0.013565 | 0.013565 | 0.027194 | 0.013549 | 0 | 0.027268 | 0.031056 | 0.031056 | 0.019516 | 0.0098657 |  | 0.22838 | 0.28227 | 0.53248 | 0.12599 | 0.025472 | 0.025472 | 0.0098657 | 0.035776 | 0.043015 | 0.035776 | 0.036519 | 0.035776 | 0.015279 | 0.014789 | 0.32342 |  | 0.024587 | 0.024587 | 0.055028 | 0.041364 | 0.13901 | 0.029771 | 0.068142 | 0.013605 | 0.0054261 | 0.017239 | 0.20339 | 0.00098657 | 0.0038487 | 0.00098657 | 0.091392 | 0.00098657 | 0.00099901 | 0.027271 | 0.041698 | 0.032341 | 0.013548 |  | 0.013548 | 0.013548 | 0 | 0.020137 | 0.055539 | 0.055079 | 0.019516 | 0.0098657 | 0.020879 | 0.22838 | 0.28227 | 0.53247 | 0.12599 | 0.0098657 | 0.0098657 | 0.0098657 | 0.014789 | 0.015279 | 0.014789 | 0.015279 | 0.014789 | 0.0069816 | 0.0069781 | 0.32342 |  | 0.024587 | 0.024587 |  | 0.024963 |  | 0.086019 | 0.075127
4: Vessel or Aircraft Collision | 0.02975 | 0.068236 | 0.013605 | 0.0054612 | 0.017375 | 0.20599 | 0.00099294 | 0.0034875 | 0.00099294 | 0.092507 | 0.00099294 | 0.000999 | 0.028297 | 0.034952 | 0.032334 | 0.056649 | 0.028632 | 0.040884 | 0.040884 | 0 | 0.02716 | 0.055862 | 0.055399 | 0.019514 | 0.0098657 | 0.020978 | 0.2313 | 0.2859 | 0.5394 | 0.12756 | 0.0099294 | 0.0099294 | 0.0099294 | 0.014894 | 0.01539 | 0.014894 | 0.01539 | 0.014894 | 0.015153 | 0.01467 | 0.32759 | 0.089661 | 0.024821 | 0.024821 | 0.064393 | 0.024963 | 0.14676 | 0.02975 | 0.068236 | 0.013605 | 0.0054612 | 0.017375 | 0.20599 | 0.00099294 | 0.0034875 | 0.00099294 | 0.092507 | 0.00099294 | 0.000999 | 0.00051366 | 0.041709 | 0.032334 | 0.013559 | 0.013559 | 0.048749 | 0.042213 | 0 | 0.027268 | 0.055862 | 0.055399 | 0.019514 | 0.0098657 | 0.020978 | 0.2313 | 0.2859 | 0.5394 | 0.12756 | 0.0099294 | 0.0099294 | 0.0099294 | 0.015651 | 0.016164 | 0.015651 | 0.016164 | 0.015651 | 0.015279 | 0.01479 | 0.32759 | 0.091845 | 0.024821 | 0.024821 | 0.066682 | 0.024963 | 0.1496 | 0.50975 | 0.50975 | 0.00050681 | 0.0027875 | 0.0069317 | 0.0082261 | 0.00050681 | 0.5005 | 0.00050681 | 0.0074473 | 0.00050681 | 0.0005005 | 0.51366 | 0.51698 | 0.021873 | 0.50687 | 0.50688 | 0.026433 | 0.026433 | 0 | 0.023708 | 0.51025 | 0.51025 | 0.019684 | 0.0099294 | 0.47823 | 0.0083998 | 0.0087745 | 0.010514 | 0.0076879 | 0.0050681 | 0.0050681 | 0.0050681 | 0.0069147 | 0.0069181 | 0.0069147 | 0.0069181 | 0.0069147 | 0.01113 | 0.010883 | 0.0090606 | 0.44068 | 0.0069828 | 0.0069828 | 0.36486 | 0.0005125 | 0.44721 | 0.50975 | 0.50975 | 0.00050681 | 0.0027875 | 0.0069317 | 0.0082261 | 0.00050681 | 0.5005 | 0.00050681 | 0.0074473 | 0.00050681 | 0.0005005 | 0.51366 | 0.51698 | 0.021873 | 0.50687 | 0.50688 | 0.026433 | 0.026433 | 0 | 0.023708 | 0.51025 | 0.51025 | 0.019684 | 0.0099294 | 0.47823 | 0.0083998 | 0.0087745 | 0.010514 | 0.0076879 | 0.0050681 | 0.0050681 | 0.0050681 | 0.0069147 | 0.0069181 | 0.0069147 | 0.0069181 | 0.0069147 | 0.01113 | 0.010883 | 0.0090606 | 0.44068 | 0.0069828 | 0.0069828 | 0.36486 | 0.0005125 | 0.44721 | 0.50975 | 0.50975 | 1 | 0.0027875 | 0.0069317 | 0.0082261 | 0.00050681 | 0.5005 | 0.00050681 | 0.0074473 | 0.00050681 | 0.0005005 | 0.51366 | 0.51698 | 0.021873 | 0.50687 | 0.50688 | 0.026433 | 0.026433 | 0 | 0.023708 | 0.51025 | 0.51025 | 0.019684 | 0.0050681 | 0.505 | 0.0083998 | 0.0087745 | 0.010514 | 0.0076879 | 0.0050681 | 0.0050681 | 0.0050681 | 0.0069147 | 0.0069181 | 0.0069147 | 0.0069181 | 0.0069147 | 0.01113 | 0.010883 | 0.0090606 | 0.44068 | 0.0069828 | 0.0069828 | 0.36486 | 0.0005125 | 0.44721 | 0.50975 | 0.50975 | 0.00050681 | 0.0027875 | 0.0069317 | 0.0082261 | 0.00050681 | 0.5005 | 0.00050681 | 0.0074473 | 0.00050681 | 0.0005005 | 0.51366 | 0.51698 | 0.021873 | 0.50687 | 0.50688 | 0.026433 | 0.026433 | 0 | 0.023708 | 0.51025 | 0.51025 | 0.019684 | 0.0099294 | 0.47823 | 0.0083998 | 0.0087745 | 0.010514 | 0.0076879 | 0.0050681 | 0.0050681 | 0.0050681 | 0.0069147 | 0.0069181 | 0.0069147 | 0.0069181 | 0.0069147 | 0.01113 | 0.010883 | 0.0090606 | 0.44068 | 0.0069828 | 0.0069828 | 0.36486 | 0.0005125 | 0.44721 | 0.50975 | 0.50975 | 0.00050681 | 0.0027875 | 0.0069317 | 0.0082261 | 0.00050681 | 0.5005 | 0.00050681 | 0.0074473 | 0.00050681 | 0.0005005 | 0.51366 | 0.51698 | 0.021873 | 0.50687 | 0.50688 | 0.026433 | 0.026433 | 0 | 0.023708 | 0.51025 | 0.51025 | 0.019684 | 0.0099294 | 0.47823 | 0.0083998 | 0.0087745 | 0.010514 | 0.0076879 | 0.0050681 | 0.0050681 | 0.0050681 | 0.0069147 | 0.0069181 | 0.0069147 | 0.0069181 | 0.0069147 | 0.01113 | 0.010883 | 0.0090606 | 0.44068 | 0.0069828 | 0.0069828 | 0.36486 | 0.0005125 | 0.44721 | 0.02975 | 0.068236 | 0.013605 | 0.0054612 | 0.017375 | 0.20599 | 0.00099294 | 0.0034875 | 0.00099294 | 0.092507 | 0.00099294 | 0.000999 | 0.00051366 | 0.041709 | 0.032334 | 0.013559 | 0.013559 | 0.048749 | 0.042213 | 0 | 0.027268 | 0.055862 | 0.055399 | 0.019514 | 0.0098657 | 0.020978 | 0.2313 | 0.2859 | 0.5394 | 0.12756 | 0.0099294 | 0.0099294 | 0.0099294 | 0.015651 | 0.016164 | 0.015651 | 0.016164 | 0.015651 | 0.015279 | 0.01479 | 0.32759 | 0.091845 | 0.024821 | 0.024821 | 0.066682 | 0.024963 | 0.1496 | 0.02975 | 0.068236 | 0.013605 | 0.0054612 | 0.017375 | 0.20599 | 0.00099294 | 0.0034875 | 0.00099294 | 0.092507 | 0.00099294 | 0.000999 | 0.028786 | 0.034952 | 0.032334 | 0.056649 | 0.028632 | 0.040884 | 0.040884 | 0 | 0.02716 | 0.055862 | 0.055399 | 0.019514 | 0.0098657 | 0.020978 | 0.2313 | 0.2859 | 0.5394 | 0.12756 | 0.0099294 | 0.0099294 | 0.0099294 | 0.014894 | 0.01539 | 0.014894 | 0.01539 | 0.014894 | 0.015153 | 0.01467 | 0.32759 | 0.089661 | 0.024821 | 0.024821 | 0.064393 | 0.024963 | 0.14676 | 0.029771 | 0.067841 | 0.013605 | 0.0054261 | 0.017239 | 0.20339 | 0.00098657 | 0.0039804 | 0.00098657 | 0.091392 | 0.00098657 | 0.00099901 | 0.027271 | 0.041619 | 0.032341 | 0.013385 | 0.013385 | 0.013548 | 0.013548 | 0 | 0.02727 | 0.055539 | 0.055079 | 0.019516 | 0.0098657 | 0.020879 | 0.22838 | 0.28227 | 0.53247 | 0.12599 | 0.0098657 | 0.0098657 | 0.0098657 | 0.029189 | 0.029936 | 0.029189 | 0.029936 | 0.029189 | 0.015281 | 0.014791 | 0.32342 | 0.09153 | 0.024587 | 0.024587 | 0.066501 | 0.024963 | 0.14943 | 0.10305 | 0.011501
4: Falling topside components | 0.039034 | 0.017866 | 0.013605 | 0.0054262 | 0.033253 | 0.25923 | 0.00098651 | 0.00099901 | 0.00098657 | 0.091388 | 0.0020436 | 0.00099848 | 0.027271 | 0.041232 | 0.032905 | 0.013565 | 0.013565 | 0.027194 | 0.013549 | 0 | 0.027268 | 0.031056 | 0.031056 | 0.019516 | 0.0098657 | 0.027582 | 0.22838 | 0.28227 | 0.53248 | 0.12599 | 0.025472 | 0.025472 | 0.0098657 | 0.035776 | 0.043015 | 0.035776 | 0.036519 | 0.035776 | 0.015279 | 0.014789 | 0.32342 | 0.069505 | 0.024587 | 0.024587 | 0.055027 | 0.041364 | 0.13901 | 0.02975 | 0.068236 | 0.013605 | 0.0054612 | 0.017375 | 0.20599 | 0.00099294 | 0.0039982 | 0.00099294 | 0.092507 | 0.00099294 | 0.000999 | 0.026983 | 0.041729 | 0.032334 | 0.0136 | 0.013609 | 0.0136 | 0.0136 | 0 | 0.027268 | 0.055862 | 0.055399 | 0.019514 | 0.0098657 | 0.020978 | 0.2313 | 0.2859 | 0.5394 | 0.12756 | 0.0099294 | 0.0099294 | 0.0099294 | 0.014894 | 0.01539 | 0.014894 | 0.01539 | 0.014894 | 0.015279 | 0.014789 | 0.32759 | 0.091852 | 0.024821 | 0.024821 | 0.066689 | 0.024963 | 0.14961 | 0.02975 | 0.069578 | 0.013598 | 0.0054612 | 0.017375 | 0.20599 | 0.001539 | 0.00098973 | 0.00099294 | 0.101 | 0.00099294 | 0.000999 | 0.00051366 | 0.033549 | 0.03201 | 0.0069781 | 0.021021 | 0.0069781 | 0.0069781 | 0 | 0.027215 | 0.069941 | 0.069491 | 0.019514 | 0.0098657 | 0.020978 | 0.2313 | 0.2859 | 0.5394 | 0.12756 | 0.0099294 | 0.0099294 | 0.0099294 | 0.015651 | 0.019651 | 0.015651 | 0.016164 | 0.019137 | 0.015217 | 0.01473 | 0.32759 | 0.024185 | 0.024821 | 0.024821 | 0.024185 | 0.024963 | 0.10038 | 0.025187 | 0.010659 | 0.00050681 | 0.14466 | 0.50875 | 0.60375 | 0.00050688 | 0.0005005 | 0.02655 | 0.0075156 | 0.00054659 | 0.00099923 | 0.0070628 | 0.51698 | 0.021873 | 0.0069695 | 0.0069695 | 0.0069695 | 0.47045 | 0 | 0.020137 | 0.51025 | 0.51025 |  | 0.0099294 | 0.22307 | 0.24129 | 0.2968 | 0.55457 | 0.13581 | 0.505 | 0.505 | 0.010746 | 0.5075 | 0.50775 | 0.5075 | 0.50775 | 0.5075 | 0.0069816 | 0.0069781 | 0.62755 | 0.44068 | 0.44131 | 0.44131 | 0.36486 | 0.27401 | 0.44721 | 0.015048 | 0.13837 | 0.00050681 | 1 | 0.14267 | 0.60375 | 0.1411 | 0.19656 | 0.09951 | 0.54659 | 0.0005005 | 0.0005005 | 0.51366 | 0.51698 | 0.010598 | 0.50688 | 0.0069781 | 0.50687 | 0.50687 | 0 | 0.50687 | 0.51025 | 0.51025 | 0.01025 | 0.0099294 | 0.47823 | 0.0033907 | 0.003542 | 0.0042443 | 0.0031034 | 0.0027775 | 0.0027775 | 0.0027775 | 0.0027912 | 0.0027926 | 0.0027912 | 0.0027926 | 0.0027912 | 0.0069816 | 0.0069781 | 0.0036575 | 0.5125 | 0.0028187 | 0.0028187 | 0.010506 | 0.010506 | 0.011326 | 0.025187 | 0.010659 | 0.00050681 | 0.14466 | 0.50875 | 0.60375 | 0.00050688 | 0.0005005 | 0.02655 | 0.0075156 | 0.00054659 | 0.00099923 | 0.0070628 | 0.51698 | 0.021873 | 0.0069695 | 0.0069695 | 0.0069695 | 0.47045 | 0 | 0.020137 | 0.51025 | 0.51025 |  | 0.0099294 | 0.22307 | 0.24129 | 0.2968 | 0.55457 | 0.13581 | 0.505 | 0.505 | 0.010746 | 0.5075 | 0.50775 | 0.5075 | 0.50775 | 0.5075 | 0.0069816 | 0.0069781 | 0.62755 | 0.44068 | 0.44131 | 0.44131 | 0.36486 | 0.27401 | 0.44721 | 0.02975 | 0.069578 | 0.013598 | 0.0054612 | 0.017375 | 0.20599 | 0.001539 | 0.00098973 | 0.00099294 | 0.101 | 0.00099294 | 0.000999 | 0.00051366 | 0.033549 | 0.03201 | 0.0069781 | 0.021021 | 0.0069781 | 0.0069781 | 0 | 0.027215 | 0.069941 | 0.069491 | 0.019514 | 0.0098657 | 0.020978 | 0.2313 | 0.2859 | 0.5394 | 0.12756 | 0.0099294 | 0.0099294 | 0.0099294 | 0.015651 | 0.019651 | 0.015651 | 0.016164 | 0.019137 | 0.015217 | 0.01473 | 0.32759 | 0.024185 | 0.024821 | 0.024821 | 0.024185 | 0.024963 | 0.10038 | 0.02975 | 0.068236 | 0.013605 | 0.0054612 | 0.017375 | 0.20599 | 0.00099294 | 0.0039982 | 0.00099294 | 0.092507 | 0.00099294 | 0.000999 | 0.026983 | 0.041729 | 0.032334 | 0.0136 | 0.013609 | 0.0136 | 0.0136 | 0 | 0.027268 | 0.055862 | 0.055399 | 0.019514 | 0.0098657 | 0.020978 | 0.2313 | 0.2859 | 0.5394 | 0.12756 | 0.0099294 | 0.0099294 | 0.0099294 | 0.014894 | 0.01539 | 0.014894 | 0.01539 | 0.014894 | 0.015279 | 0.014789 | 0.32759 | 0.091852 | 0.024821 | 0.024821 | 0.066689 | 0.024963 | 0.14961 | 0.039034 | 0.017866 | 0.013605 | 0.0054262 | 0.033253 | 0.25923 | 0.00098651 | 0.00099901 | 0.00098657 | 0.091388 | 0.0020436 | 0.00099848 | 0.027271 | 0.041232 | 0.032905 | 0.013565 | 0.013565 | 0.027194 | 0.013549 | 0 | 0.027268 | 0.031056 | 0.031056 | 0.019516 | 0.0098657 | 0.027582 | 0.22838 | 0.28227 | 0.53248 | 0.12599 | 0.025472 | 0.025472 | 0.0098657 | 0.035776 | 0.043015 | 0.035776 | 0.036519 | 0.035776 | 0.015279 | 0.014789 | 0.32342 | 0.069505 | 0.024587 | 0.024587 | 0.055027 | 0.041364 | 0.13901 | 0.029771 | 0.067841 | 0.013605 | 0.0054261 | 0.017239 | 0.20339 | 0.00098657 | 0.0039804 | 0.00098657 | 0.091392 | 0.00098657 | 0.00099901 | 0.027271 | 0.041698 | 0.032341 | 0.013548 | 0.049041 | 0.013548 | 0.013548 | 0 | 0.027013 | 0.055539 | 0.055079 | 0.019516 | 0.0098657 | 0.020879 | 0.22838 | 0.28227 | 0.53247 | 0.12599 | 0.0098657 | 0.0098657 | 0.0098657 | 0.014789 | 0.015279 | 0.014789 | 0.015279 | 0.014789 | 0.014981 | 0.014509 | 0.32342 | 0.091555 | 0.024587 | 0.024587 | 0.066527 | 0.024963 | 0.14946 | 0.10816 | 0.042571
4: Turbine parked | 0.029771 | 0.067841 | 0.013605 | 0.0054262 | 0.017239 | 0.2034 | 0.00098657 | 0.0039825 | 0.00098657 | 0.091393 | 0.00098657 | 0.00099901 | 0.027271 | 0.047526 | 0.032341 | 0.025636 | 0.013385 | 0.013574 | 0.013574 | 0 | 0.02727 | 0.055539 | 0.055079 | 0.019516 | 0.0098657 | 0.020879 | 0.22838 | 0.28227 | 0.53248 | 0.12599 | 0.0098657 | 0.0098657 | 0.0098657 | 0.029186 | 0.029932 | 0.029186 | 0.029932 | 0.029186 | 0.015281 | 0.014791 | 0.32342 | 0.093441 | 0.024587 | 0.024587 | 0.068503 | 0.024963 | 0.15191 | 0.028893 | 0.017862 | 0.013605 | 0.016621 | 0.026632 | 0.25402 | 0.00098973 | 0.00099901 | 0.0035244 | 0.091951 | 0.000916 | 0.00099904 | 0.026983 | 0.041255 | 0.032904 | 0.013609 | 0.013609 | 0.013564 | 0.085786 | 0 | 0.027268 | 0.031113 | 0.031113 | 0.10435 | 0.0098657 | 0.025167 | 0.25385 | 0.30843 | 0.56184 | 0.15016 | 0.020212 | 0.020212 | 0.02043 | 0.029116 | 0.036468 | 0.029116 | 0.02986 | 0.029116 | 0.015279 | 0.014789 | 0.38175 | 0.069565 | 0.082211 | 0.082211 | 0.055062 | 0.04086 | 0.13905 | 0.02975 | 0.069491 | 0.013598 | 0.0054612 | 0.017375 | 0.20599 | 0.0015143 | 0.00098973 | 0.00099294 | 0.10045 | 0.00099294 | 0.000999 | 0.51366 | 0.0071085 | 0.032235 | 0.0069781 | 0.50687 | 0.0069781 | 0.0069781 | 0 | 0.023708 | 0.060141 | 0.059681 | 0.019514 | 0.0098657 | 0.020978 | 0.2313 | 0.2859 | 0.5394 | 0.12756 | 0.0099294 | 0.0099294 | 0.0099294 | 0.014894 | 0.0069816 | 0.014894 | 0.01539 | 0.0069781 | 0.01113 | 0.010883 | 0.32759 | 0.024493 | 0.024821 | 0.024821 | 0.024493 | 0.024963 | 0.10262 | 0.02975 | 0.054819 | 0.013612 | 0.0054612 | 0.017375 | 0.20599 | 0.00050688 | 0.0032457 | 0.00099294 | 0.0075156 | 0.00099294 | 0.000999 | 0.00051366 | 0.27928 | 0.032573 | 0.50688 | 0.50688 | 0.27782 | 0.042213 | 0 | 0.023708 | 0.045464 | 0.044996 | 0.019514 | 0.0098657 | 0.020978 | 0.2313 | 0.2859 | 0.5394 | 0.12756 | 0.0099294 | 0.0099294 | 0.0099294 | 0.015651 | 0.016164 | 0.015651 | 0.016164 | 0.015651 | 0.01113 | 0.010883 | 0.32759 |  | 0.024821 | 0.024821 |  | 0.024963 |  | 0.50975 | 0.010659 | 0.00050681 | 0.0027775 | 1 | 0.010566 | 0.00051025 | 0.09951 | 0.000505 | 0.0095654 | 0.00054659 | 0.0005005 | 0.51366 | 0.51698 | 0.010598 | 0.0075156 | 0.0075156 | 0.0069695 | 0.50687 | 0 | 0.50687 | 0.011205 | 0.011205 | 0.51 | 0.0099294 | 0.0050875 | 0.6165 | 0.644 | 0.77169 | 0.56425 | 0.0054659 | 0.0054659 | 0.000505 | 0.5075 | 0.50775 | 0.5075 | 0.50775 | 0.5075 | 0.0069816 | 0.0069781 | 0.665 | 0.5125 | 0.5125 | 0.5125 | 0.010506 | 0.5125 | 0.011326 | 0.034606 | 0.14052 | 0.00050681 | 0.0057603 | 0.00050875 | 0.00060375 | 0.00051025 | 0.0005005 | 0.0012976 | 0.54659 | 0.0010473 | 0.00099898 | 0.51366 | 0.00051698 | 0.033608 | 0.00050688 | 0.00050688 | 0.013652 | 0.25784 | 0 | 0.027362 | 0.00051025 | 0.00051025 | 0.062625 | 0.0099294 | 0.011535 | 0.23581 | 0.29135 | 0.54924 | 0.13027 | 0.010695 | 0.010695 | 0.010473 | 0.15851 | 0.16502 | 0.15851 | 0.16377 | 0.15851 | 0.015389 | 0.014893 | 0.34198 | 0.026393 | 0.027023 | 0.027023 | 0.026007 | 0.024736 | 0.10787 | 0.02975 | 0.069491 | 0.013598 | 0.0054612 | 0.017375 | 0.20599 | 0.0015143 | 0.00098973 | 0.00099294 | 0.10045 | 0.00099294 | 0.000999 | 0.00051366 | 0.0071085 | 0.032235 | 0.0069781 | 0.50687 | 0.0069781 | 0.0069781 | 0 | 0.023708 | 0.060141 | 0.059681 | 0.019514 | 0.0098657 | 0.020978 | 0.2313 | 0.2859 | 0.5394 | 0.12756 | 0.0099294 | 0.0099294 | 0.0099294 | 0.015651 | 0.50775 | 0.015651 | 0.016164 | 0.5075 | 0.01113 | 0.010883 | 0.32759 | 0.024493 | 0.024821 | 0.024821 | 0.024493 | 0.024963 | 0.10262 | 0.02975 | 0.068149 | 0.013605 | 0.0054612 | 0.017375 | 0.20599 | 0.00098973 | 0.0034859 | 0.00099294 | 0.091951 | 0.00099294 | 0.000999 | 0.026983 | 0.041736 | 0.032335 | 0.013609 | 0.013609 | 0.047381 | 0.040884 | 0 | 0.027268 | 0.055794 | 0.055331 | 0.019514 | 0.0098657 | 0.020978 | 0.2313 | 0.2859 | 0.5394 | 0.12756 | 0.0099294 | 0.0099294 | 0.0099294 | 0.014894 | 0.01539 | 0.014894 | 0.01539 | 0.014894 | 0.015279 | 0.014789 | 0.32759 | 0.091793 | 0.024821 | 0.024821 | 0.066659 | 0.024963 | 0.14958 | 0.029771 | 0.067841 | 0.013605 | 0.0054262 | 0.017239 | 0.2034 | 0.00098657 | 0.0039825 | 0.00098657 | 0.091393 | 0.00098657 | 0.00099901 | 0.027271 | 0.047526 | 0.032341 | 0.025636 | 0.013385 | 0.013574 | 0.013574 | 0 | 0.02727 | 0.055539 | 0.055079 | 0.019516 | 0.0098657 | 0.020879 | 0.22838 | 0.28227 | 0.53248 | 0.12599 | 0.0098657 | 0.0098657 | 0.0098657 | 0.029186 | 0.029932 | 0.029186 | 0.029932 | 0.029186 | 0.015281 | 0.014791 | 0.32342 | 0.093441 | 0.024587 | 0.024587 | 0.068503 | 0.024963 | 0.15191 | 0.029771 | 0.067841 | 0.013605 | 0.0054261 | 0.017239 | 0.20339 | 0.00098657 | 0.0039804 | 0.00098657 | 0.091392 | 0.00098657 | 0.00099901 | 0.048125 | 0.041698 | 0.032341 | 0.013548 | 0.048071 | 0.013548 | 0.013548 | 0 | 0.02702 | 0.055539 | 0.055079 | 0.019516 | 0.0098657 | 0.020879 | 0.22838 | 0.28227 | 0.53247 | 0.12599 | 0.0098657 | 0.0098657 | 0.0098657 | 0.014789 | 0.015279 | 0.014789 | 0.015279 | 0.014789 | 0.014989 | 0.014516 | 0.32342 | 0.091555 | 0.024587 | 0.024587 | 0.066527 | 0.024963 | 0.14946 | 0.091567 | 0.082885
4: Reduced power output | 0 | 0 | 0 | 0 | 0 | 0 | 0 | 0 | 0 | 0 | 0 | 0 | 0 | 0 | 0 | 0 | 0 | 0 | 0 | 0 | 0 | 0 | 0 | 0 | 0 | 0 | 0 | 0 | 0 | 0 | 0 | 0 | 0 | 0 | 0 | 0 | 0 | 0 | 0 | 0 | 0 | 0 | 0 | 0 | 0 | 0 | 0 | 0 | 0 | 0 | 0 | 0 | 0 | 0 | 0 | 0 | 0 | 0 | 0 | 0 | 0 | 0 | 0 | 0 | 0 | 0 | 0 | 0 | 0 | 0 | 0 | 0 | 0 | 0 | 0 | 0 | 0 | 0 | 0 | 0 | 0 | 0 | 0 | 0 | 0 | 0 | 0 | 0 | 0 | 0 | 0 | 0 | 0 | 0 | 0 | 0 | 0 | 0 | 0 | 0 | 0 | 0 | 0 | 0 | 0 | 0 | 0 | 0 | 0 | 0 | 0 | 0 | 0 | 0 | 0 | 0 | 0 | 0 | 0 | 0 | 0 | 0 | 0 | 0 | 0 | 0 | 0 | 0 | 0 | 0 | 0 | 0 | 0 | 0 | 0 | 0 | 0 | 0 | 0 | 0 | 0 | 0 | 0 | 0 | 0 | 0 | 0 | 0 | 0 | 0 | 0 | 0 | 0 | 0 | 0 | 0 | 0 | 0 | 0 | 0 | 0 | 0 | 0 | 0 | 0 | 0 | 0 | 0 | 0 | 0 | 0 | 0 | 0 | 0 | 0 | 0 | 0 | 0 | 0 | 0 | 0 | 0 | 0 | 0 | 0 | 0 | 0 | 0 | 0 | 0 | 0 | 0 | 0 | 1 | 0 | 0 | 0 | 0 | 0 | 0 | 0 | 0 | 0 | 0 | 0 | 0 | 0 | 0 | 0 | 0 | 0 | 0 | 0 | 0.0060375 | 0 | 0 | 0 | 0 | 0 | 0 | 0 | 0 | 0 | 0 | 0 | 0 | 0 | 0 | 0 | 0 | 0 | 0 | 0 | 0 | 0 | 0 | 0 | 0 | 0 | 0 | 0 | 0 | 0 | 0 | 0 | 0 | 0 | 0 | 0 | 0 | 0 | 0 | 0 | 0 | 0 | 0 | 0 | 0 | 0 | 0 | 0 | 0 | 0 | 0 | 0 | 0 | 0 | 0 | 0 | 0 | 0 | 0 | 0 | 0 | 0 | 0 | 0 | 0 | 0 | 0 | 0 | 0 | 0 | 0 | 0 | 0 | 0 | 0 | 0 | 0 | 0 | 0 | 0 | 0 | 0 | 0 | 0 | 0 | 0 | 0 | 0 | 0 | 0 | 0 | 0 | 0 | 0 | 0 | 0 | 0 | 0 | 0 | 0 | 0 | 0 | 0 | 0 | 0 | 0 | 0 | 0 | 0 | 0 | 0 | 0 | 0 | 0 | 0 | 0 | 0 | 0 | 0 | 0 | 0 | 0 | 0 | 0 | 0 | 0 | 0 | 0 | 0 | 0 | 0 | 0 | 0 | 0 | 0 | 0 | 0 | 0 | 0 | 0 | 0 | 0 | 0 | 0 | 0 | 0 | 0 | 0 | 0 | 0 | 0 | 0 | 0 | 0 | 0 | 0 | 0 | 0 | 0 | 0 | 0 | 0 | 0 | 0 | 0 | 0 | 0 | 0 | 0 | 0 | 0 | 0 | 0 | 0 | 0 | 0 | 0 | 0 | 0 | 0 | 0 | 0 | 0 | 0 | 0 | 0 | 0 | 0 | 0 | 0 | 0 | 0 | 0 | 0 | 0 | 0 | 0 | 0 | 0 | 0 | 0 | 0 | 0 | 0 | 0 | 0 | 0 | 0 | 0 | 0 | 0 | 0 | 0 | 0 | 0 | 0 | 0 | 0 | 0 | 0 | 0 | 0 | 0 | 0 | 0 | 0 | 0 | 0 | 0 | 0 | 0 | 0 | 0 | 0 | 0 | 0 | 0 | 0 | 0 | 0 | 0 | 0 | 0 | 0 | 0 | 0 | 0 | 0 | 0 | 0 | 0 | 0 | 0 | 0 | 0 | 0 | 0 | 0.0021405 | 0.21679
4: Drift off station | 0.02975 | 0.068236 | 0.013605 | 0.0054612 | 0.017375 | 0.20599 | 0.00099294 | 0.0034875 | 0.00099294 | 0.092507 | 0.00099294 | 0.000999 | 0.028297 | 0.034952 | 0.032334 | 0.056649 | 0.028632 | 0.040884 | 0.040884 | 0 | 0.02716 | 0.055862 | 0.055399 | 0.019514 | 0.0098657 | 0.020978 | 0.2313 | 0.2859 | 0.5394 | 0.12756 | 0.0099294 | 0.0099294 | 0.0099294 | 0.014894 | 0.01539 | 0.014894 | 0.01539 | 0.014894 | 0.015153 | 0.01467 | 0.32759 | 0.089661 | 0.024821 | 0.024821 | 0.064393 | 0.024963 | 0.14676 | 0.02975 | 0.068236 | 0.013605 | 0.0054612 | 0.017375 | 0.20599 | 0.00099294 | 0.0039963 | 0.00099294 | 0.092507 | 0.00099294 | 0.000999 | 0.00051366 | 0.041709 | 0.032334 | 0.013559 | 0.013559 | 0.013548 | 0.013548 | 0 | 0.027268 | 0.055862 | 0.055399 | 0.019514 | 0.0098657 | 0.020978 | 0.2313 | 0.2859 | 0.5394 | 0.12756 | 0.0099294 | 0.0099294 | 0.0099294 | 0.015651 | 0.016164 | 0.015651 | 0.016164 | 0.015651 | 0.015279 | 0.01479 | 0.32759 | 0.091845 | 0.024821 | 0.024821 | 0.066682 | 0.024963 | 0.1496 | 0.50975 | 0.50975 | 0.00050681 | 0.0027875 | 0.0069317 | 0.0082261 | 0.00050681 | 0.5005 | 0.00050681 | 0.0074473 | 0.00050681 | 0.0005005 | 0.51366 | 0.51698 | 0.021873 | 0.50687 | 0.50688 | 0.026433 | 0.026433 | 0 | 0.023708 | 0.51025 | 0.51025 | 0.019684 | 0.0099294 | 0.47823 | 0.0083998 | 0.0087745 | 0.010514 | 0.0076879 | 0.0050681 | 0.0050681 | 0.0050681 | 0.0069147 | 0.0069181 | 0.0069147 | 0.0069181 | 0.0069147 | 0.01113 | 0.010883 | 0.0090606 | 0.44068 | 0.0069828 | 0.0069828 | 0.36486 | 0.0005125 | 0.44721 | 0.50975 | 0.50975 | 0.00050681 | 0.0027875 | 0.0069317 | 0.0082261 | 0.00050681 | 0.5005 | 0.00050681 | 0.0074473 | 0.00050681 | 0.0005005 | 0.00051366 | 0.51698 | 0.021873 | 0.0070628 | 0.0070628 | 0.46928 | 0.46824 | 0 | 0.027315 | 0.51025 | 0.51025 | 0.019684 | 0.0099294 | 0.47823 | 0.0083998 | 0.0087745 | 0.010514 | 0.0076879 | 0.0050681 | 0.0050681 | 0.0050681 | 0.5075 | 0.50775 | 0.5075 | 0.50775 | 0.5075 | 0.015334 | 0.014841 | 0.0090606 | 0.44068 | 0.0069828 | 0.0069828 | 0.36486 | 0.0005125 | 0.44721 | 0.50975 | 0.50975 | 0.00050681 | 0.0027875 | 0.00050875 | 0.00060375 | 1 | 0.0005005 | 0.5005 | 0.54659 | 0.00050681 | 0.0005005 | 0.00051366 | 0.00051698 | 0.010598 | 0.00050688 | 0.00050688 | 0.0069695 | 0.47045 | 0 | 0.020137 | 0.00051025 | 0.00051025 | 0.39148 | 0.0050681 | 0.47823 | 0.0083998 | 0.0087745 | 0.010514 | 0.0076879 | 0.505 | 0.505 | 0.0050681 | 0.5075 | 0.50775 | 0.5075 | 0.50775 | 0.5075 | 0.0069816 | 0.0069781 | 0.665 | 0.5125 | 0.5125 | 0.5125 | 0.5125 | 0.010506 | 0.5525 | 0.50975 | 0.50975 | 0.00050681 | 0.0027875 | 0.0069317 | 0.0082261 | 0.00050681 | 0.5005 | 0.00050681 | 0.0074473 | 0.00050681 | 0.0005005 | 0.00051366 | 0.51698 | 0.021873 | 0.0070628 | 0.0070628 | 0.46928 | 0.46824 | 0 | 0.027315 | 0.51025 | 0.51025 | 0.019684 | 0.0099294 | 0.47823 | 0.0083998 | 0.0087745 | 0.010514 | 0.0076879 | 0.0050681 | 0.0050681 | 0.0050681 | 0.5075 | 0.50775 | 0.5075 | 0.50775 | 0.5075 | 0.015334 | 0.014841 | 0.0090606 | 0.44068 | 0.0069828 | 0.0069828 | 0.36486 | 0.0005125 | 0.44721 | 0.50975 | 0.50975 | 0.00050681 | 0.0027875 | 0.0069317 | 0.0082261 | 0.00050681 | 0.5005 | 0.00050681 | 0.0074473 | 0.00050681 | 0.0005005 | 0.51366 | 0.51698 | 0.021873 | 0.50687 | 0.50688 | 0.026433 | 0.026433 | 0 | 0.023708 | 0.51025 | 0.51025 | 0.019684 | 0.0099294 | 0.47823 | 0.0083998 | 0.0087745 | 0.010514 | 0.0076879 | 0.0050681 | 0.0050681 | 0.0050681 | 0.0069147 | 0.0069181 | 0.0069147 | 0.0069181 | 0.0069147 | 0.01113 | 0.010883 | 0.0090606 | 0.44068 | 0.0069828 | 0.0069828 | 0.36486 | 0.0005125 | 0.44721 | 0.02975 | 0.068236 | 0.013605 | 0.0054612 | 0.017375 | 0.20599 | 0.00099294 | 0.0039963 | 0.00099294 | 0.092507 | 0.00099294 | 0.000999 | 0.00051366 | 0.041709 | 0.032334 | 0.013559 | 0.013559 | 0.013548 | 0.013548 | 0 | 0.027268 | 0.055862 | 0.055399 | 0.019514 | 0.0098657 | 0.020978 | 0.2313 | 0.2859 | 0.5394 | 0.12756 | 0.0099294 | 0.0099294 | 0.0099294 | 0.015651 | 0.016164 | 0.015651 | 0.016164 | 0.015651 | 0.015279 | 0.01479 | 0.32759 | 0.091845 | 0.024821 | 0.024821 | 0.066682 | 0.024963 | 0.1496 | 0.02975 | 0.068236 | 0.013605 | 0.0054612 | 0.017375 | 0.20599 | 0.00099294 | 0.0034875 | 0.00099294 | 0.092507 | 0.00099294 | 0.000999 | 0.028786 | 0.034952 | 0.032334 | 0.056649 | 0.028632 | 0.040884 | 0.040884 | 0 | 0.02716 | 0.055862 | 0.055399 | 0.019514 | 0.0098657 | 0.020978 | 0.2313 | 0.2859 | 0.5394 | 0.12756 | 0.0099294 | 0.0099294 | 0.0099294 | 0.014894 | 0.01539 | 0.014894 | 0.01539 | 0.014894 | 0.015153 | 0.01467 | 0.32759 | 0.089661 | 0.024821 | 0.024821 | 0.064393 | 0.024963 | 0.14676 | 0.029771 | 0.067841 | 0.013605 | 0.0054261 | 0.017239 | 0.20339 | 0.00098657 | 0.0039804 | 0.00098657 | 0.091392 | 0.00098657 | 0.00099901 | 0.027271 | 0.041619 | 0.032341 | 0.013385 | 0.013385 | 0.013548 | 0.013548 | 0 | 0.02727 | 0.055539 | 0.055079 | 0.019516 | 0.0098657 | 0.020879 | 0.22838 | 0.28227 | 0.53247 | 0.12599 | 0.0098657 | 0.0098657 | 0.0098657 | 0.029189 | 0.029936 | 0.029189 | 0.029936 | 0.029189 | 0.015281 | 0.014791 | 0.32342 | 0.09153 | 0.024587 | 0.024587 | 0.066501 | 0.024963 | 0.14943 | 0.11872 | 0.0080414
4: Compromised buoyancy/stability | 0.029771 | 0.067841 | 0.013605 | 0.0054262 | 0.017239 | 0.2034 | 0.00098657 | 0.0039825 | 0.00098657 | 0.091393 | 0.00098657 | 0.00099901 | 0.027271 | 0.047526 | 0.032341 | 0.025636 | 0.013385 | 0.013574 | 0.013574 | 0 | 0.02727 | 0.055539 | 0.055079 | 0.019516 | 0.0098657 | 0.020879 | 0.22838 | 0.28227 | 0.53248 | 0.12599 | 0.0098657 | 0.0098657 | 0.0098657 | 0.029186 | 0.029932 | 0.029186 | 0.029932 | 0.029186 | 0.015281 | 0.014791 | 0.32342 | 0.093441 | 0.024587 | 0.024587 | 0.068503 | 0.024963 | 0.15191 | 0.028893 | 0.017862 | 0.013605 | 0.016621 | 0.026632 | 0.25402 | 0.00098973 | 0.00099901 | 0.0035244 | 0.091951 | 0.000916 | 0.00099904 | 0.026983 | 0.041255 | 0.032904 | 0.013609 | 0.013609 | 0.013564 | 0.085786 | 0 | 0.027268 | 0.031113 | 0.031113 | 0.10435 | 0.0098657 | 0.025167 | 0.25385 | 0.30843 | 0.56184 | 0.15016 | 0.020212 | 0.020212 | 0.02043 | 0.029116 | 0.036468 | 0.029116 | 0.02986 | 0.029116 | 0.015279 | 0.014789 | 0.38175 | 0.069565 | 0.082211 | 0.082211 | 0.055062 | 0.04086 | 0.13905 | 0.02975 | 0.069491 | 0.013598 | 0.0054612 | 0.017375 | 0.20599 | 0.0015143 | 0.00098973 | 0.00099294 | 0.10045 | 0.00099294 | 0.000999 | 0.51366 | 0.0071085 | 0.032235 | 0.0069781 | 0.50687 | 0.0069781 | 0.0069781 | 0 | 0.023708 | 0.060141 | 0.059681 | 0.019514 | 0.0098657 | 0.020978 | 0.2313 | 0.2859 | 0.5394 | 0.12756 | 0.0099294 | 0.0099294 | 0.0099294 | 0.014894 | 0.0069816 | 0.014894 | 0.01539 | 0.0069781 | 0.01113 | 0.010883 | 0.32759 | 0.024493 | 0.024821 | 0.024821 | 0.024493 | 0.024963 | 0.10262 | 0.02975 | 0.054819 | 0.013612 | 0.0054612 | 0.017375 | 0.20599 | 0.00050688 | 0.0032457 | 0.00099294 | 0.0075156 | 0.00099294 | 0.000999 | 0.00051366 | 0.27928 | 0.032573 | 0.50687 | 0.50687 | 0.27782 | 0.042213 | 0 | 0.023708 | 0.045464 | 0.044996 | 0.019514 | 0.0098657 | 0.020978 | 0.2313 | 0.2859 | 0.5394 | 0.12756 | 0.0099294 | 0.0099294 | 0.0099294 | 0.015651 | 0.016164 | 0.015651 | 0.016164 | 0.015651 | 0.01113 | 0.010883 | 0.32759 |  | 0.024821 | 0.024821 |  | 0.024963 |  | 0.50975 | 0.50975 | 0.00050681 | 0.0027775 | 0.50875 | 0.60375 | 0.00051025 | 1 | 0.0005005 | 0.00054659 | 0.5005 | 0.0005005 | 0.51366 | 0.51698 | 0.010598 | 0.0075156 | 0.0075156 | 0.0069695 | 0.50687 | 0 | 0.50687 | 0.011205 | 0.011205 | 0.51 | 0.0099294 | 0.47823 | 0.6165 | 0.644 | 0.77169 | 0.56425 | 0.505 | 0.505 | 0.000505 | 0.5075 | 0.50775 | 0.5075 | 0.50775 | 0.5075 | 0.0069816 | 0.0069781 | 0.665 | 0.5125 | 0.5125 | 0.5125 | 0.010506 | 0.5125 | 0.011326 | 0.034606 | 0.14052 | 0.00050681 | 0.0057603 | 0.00050875 | 0.00060375 | 0.00051025 | 0.0005005 | 0.0012976 | 0.54659 | 0.0010473 | 0.00099898 | 0.51366 | 0.00051698 | 0.033608 | 0.00050688 | 0.00050688 | 0.013652 | 0.25784 | 0 | 0.027362 | 0.00051025 | 0.00051025 | 0.062625 | 0.0099294 | 0.011535 | 0.23581 | 0.29135 | 0.54924 | 0.13027 | 0.010695 | 0.010695 | 0.010473 | 0.15851 | 0.16502 | 0.15851 | 0.16377 | 0.15851 | 0.015389 | 0.014893 | 0.34198 | 0.026393 | 0.027023 | 0.027023 | 0.026007 | 0.024736 | 0.10787 | 0.02975 | 0.069491 | 0.013598 | 0.0054612 | 0.017375 | 0.20599 | 0.0015143 | 0.00098973 | 0.00099294 | 0.10045 | 0.00099294 | 0.000999 | 0.00051366 | 0.0071085 | 0.032235 | 0.0069781 | 0.50687 | 0.0069781 | 0.0069781 | 0 | 0.023708 | 0.060141 | 0.059681 | 0.019514 | 0.0098657 | 0.020978 | 0.2313 | 0.2859 | 0.5394 | 0.12756 | 0.0099294 | 0.0099294 | 0.0099294 | 0.015651 | 0.50775 | 0.015651 | 0.016164 | 0.5075 | 0.01113 | 0.010883 | 0.32759 | 0.024493 | 0.024821 | 0.024821 | 0.024493 | 0.024963 | 0.10262 | 0.02975 | 0.068149 | 0.013605 | 0.0054612 | 0.017375 | 0.20599 | 0.00098973 | 0.0034859 | 0.00099294 | 0.091951 | 0.00099294 | 0.000999 | 0.026983 | 0.041736 | 0.032335 | 0.013609 | 0.013609 | 0.047381 | 0.040884 | 0 | 0.027268 | 0.055794 | 0.055331 | 0.019514 | 0.0098657 | 0.020978 | 0.2313 | 0.2859 | 0.5394 | 0.12756 | 0.0099294 | 0.0099294 | 0.0099294 | 0.014894 | 0.01539 | 0.014894 | 0.01539 | 0.014894 | 0.015279 | 0.014789 | 0.32759 | 0.091793 | 0.024821 | 0.024821 | 0.066659 | 0.024963 | 0.14958 | 0.029771 | 0.067841 | 0.013605 | 0.0054262 | 0.017239 | 0.2034 | 0.00098657 | 0.0039825 | 0.00098657 | 0.091393 | 0.00098657 | 0.00099901 | 0.027271 | 0.047526 | 0.032341 | 0.025636 | 0.013385 | 0.013574 | 0.013574 | 0 | 0.02727 | 0.055539 | 0.055079 | 0.019516 | 0.0098657 | 0.020879 | 0.22838 | 0.28227 | 0.53248 | 0.12599 | 0.0098657 | 0.0098657 | 0.0098657 | 0.029186 | 0.029932 | 0.029186 | 0.029932 | 0.029186 | 0.015281 | 0.014791 | 0.32342 | 0.093441 | 0.024587 | 0.024587 | 0.068503 | 0.024963 | 0.15191 | 0.029771 | 0.067841 | 0.013605 | 0.0054261 | 0.017239 | 0.20339 | 0.00098657 | 0.0039804 | 0.00098657 | 0.091392 | 0.00098657 | 0.00099901 | 0.048125 | 0.041698 | 0.032341 | 0.013548 | 0.048071 | 0.013548 | 0.013548 | 0 | 0.02702 | 0.055539 | 0.055079 | 0.019516 | 0.0098657 | 0.020879 | 0.22838 | 0.28227 | 0.53247 | 0.12599 | 0.0098657 | 0.0098657 | 0.0098657 | 0.014789 | 0.015279 | 0.014789 | 0.015279 | 0.014789 | 0.014989 | 0.014516 | 0.32342 | 0.091555 | 0.024587 | 0.024587 | 0.066527 | 0.024963 | 0.14946 | 0.098986 | 0.03002
4: Large hydrostatic offset (angle of list/loll or draft change) | 0.029771 | 0.067841 | 0.013605 | 0.0054262 | 0.017239 | 0.2034 | 0.00098657 | 0.0039825 | 0.00098657 | 0.091393 | 0.00098657 | 0.00099901 | 0.027271 | 0.047526 | 0.032341 | 0.025636 | 0.013385 | 0.013574 | 0.013574 | 0 | 0.02727 | 0.055539 | 0.055079 | 0.019516 | 0.0098657 | 0.020879 | 0.22838 | 0.28227 | 0.53248 | 0.12599 | 0.0098657 | 0.0098657 | 0.0098657 | 0.029186 | 0.029932 | 0.029186 | 0.029932 | 0.029186 | 0.015281 | 0.014791 | 0.32342 | 0.093441 | 0.024587 | 0.024587 | 0.068503 | 0.024963 | 0.15191 | 0.038495 | 0.017862 | 0.013605 | 0.0054261 | 0.026632 | 0.25402 | 0.00098973 | 0.00099901 | 0.00098657 | 0.091951 | 0.000916 | 0.00099904 | 0.026983 | 0.041255 | 0.032904 | 0.013609 | 0.013609 | 0.013564 | 0.013548 | 0 | 0.027268 | 0.031113 | 0.031113 | 0.019516 | 0.0098657 | 0.025167 | 0.22838 | 0.28226 | 0.53247 | 0.12599 | 0.020212 | 0.020212 | 0.0098657 | 0.029116 | 0.036468 | 0.029116 | 0.02986 | 0.029116 | 0.015279 | 0.014789 | 0.32341 | 0.069565 | 0.024587 | 0.024587 | 0.055062 | 0.04086 | 0.13905 |  | 0.017795 | 0.013598 | 0.0054612 | 0.027964 | 0.25833 | 0.0015143 | 0.00098973 | 0.0015199 | 0.10045 | 0.0015625 | 0.00099872 | 0.51366 | 0.0071085 | 0.032819 | 0.0069781 | 0.50687 | 0.0069781 | 0.0069781 | 0 | 0.023708 | 0.034789 | 0.034789 | 0.051835 | 0.0098657 |  | 0.2313 | 0.2859 | 0.5394 | 0.12756 | 0.21084 | 0.21084 | 0.0099294 | 0.33543 | 0.0069816 | 0.33543 | 0.33813 | 0.0069781 | 0.01113 | 0.010883 | 0.33947 | 0.024493 | 0.028315 | 0.028315 | 0.024493 | 0.042953 | 0.10262 | 0.029238 | 0.018532 | 0.013612 | 0.012142 | 0.019286 | 0.22131 | 0.00050688 | 0.00099925 | 0.0027078 | 0.0075156 | 0.00095035 | 0.00099903 | 0.0070628 | 0.037821 | 0.033101 | 0.0069695 | 0.0069695 | 0.013609 |  | 0 | 0.027316 | 0.022548 | 0.022548 | 0.50161 | 0.0098657 | 0.021944 | 0.2493 | 0.30422 | 0.55921 | 0.14496 | 0.01354 | 0.01354 | 0.015717 | 0.02058 | 0.024609 | 0.02058 | 0.021149 | 0.02058 | 0.015335 | 0.014842 |  | 0.060511 |  |  | 0.049815 | 0.036707 | 0.1339 | 0.50975 | 0.00050975 | 0.00050681 | 0.0027775 | 0.00050875 | 0.00060375 | 0.1411 | 0.0005005 | 1 | 0.54659 | 0.0005005 | 0.0005005 | 0.00051366 | 0.00051698 | 0.010598 | 0.00050688 | 0.00050688 | 0.50688 | 0.50687 | 0 | 0.50687 | 0.00051025 | 0.51025 | 0.51 | 0.0099294 | 0.47823 | 0.6165 | 0.644 | 0.77169 | 0.56425 | 0.000505 | 0.000505 | 0.000505 | 0.0005075 | 0.00050775 | 0.0005075 | 0.00050775 | 0.0005075 | 0.0069816 | 0.0069781 | 0.000665 | 0.5125 | 0.0005125 | 0.0005125 | 0.012925 | 0.0005125 | 0.018767 | 0.029238 | 0.018532 | 0.00050681 | 0.0094991 | 0.50875 | 0.60375 | 0.00051025 | 0.0005005 |  | 0.0075156 | 0.00095035 | 0.00099903 | 0.0070628 | 0.51698 | 0.021873 | 0.0069695 | 0.0069695 | 0.013609 |  | 0 | 0.027316 | 0.51025 | 0.51025 | 0.50161 | 0.0099294 | 0.22307 | 0.24442 | 0.2997 | 0.55638 | 0.13939 | 0.01354 | 0.01354 | 0.010946 | 0.02058 | 0.024609 | 0.02058 | 0.021149 | 0.02058 | 0.015335 | 0.014842 |  | 0.44068 |  |  | 0.36486 | 0.2741 | 0.44721 |  | 0.017795 | 0.013598 | 0.0054612 | 0.027964 | 0.25833 | 0.0015143 | 0.00098973 | 0.0015199 | 0.10045 | 0.0015625 | 0.00099872 | 0.51366 | 0.0071085 | 0.032819 | 0.0069781 | 0.50687 | 0.0069781 | 0.0069781 | 0 | 0.023708 | 0.034789 | 0.034789 | 0.051835 | 0.0098657 |  | 0.2313 | 0.2859 | 0.5394 | 0.12756 | 0.21084 | 0.21084 | 0.0099294 | 0.33543 | 0.0069816 | 0.33543 | 0.33813 | 0.0069781 | 0.01113 | 0.010883 | 0.33947 | 0.024493 | 0.028315 | 0.028315 | 0.024493 | 0.042953 | 0.10262 | 0.038762 | 0.017862 | 0.013605 | 0.0054612 | 0.026992 | 0.25488 | 0.00098973 | 0.00099901 | 0.00099294 | 0.091951 | 0.0015212 | 0.00099874 | 0.026983 | 0.041255 | 0.032904 | 0.013609 | 0.013609 | 0.013564 | 0.013548 | 0 | 0.027268 | 0.031113 | 0.031113 | 0.019514 | 0.0098657 | 0.02531 | 0.2313 | 0.2859 | 0.5394 | 0.12756 | 0.02049 | 0.02049 | 0.0099294 | 0.02946 | 0.036811 | 0.02946 | 0.030207 | 0.02946 | 0.015279 | 0.014789 | 0.32759 | 0.069565 | 0.024821 | 0.024821 | 0.055062 | 0.041145 | 0.13905 | 0.029771 | 0.067841 | 0.013605 | 0.0054262 | 0.017239 | 0.2034 | 0.00098657 | 0.0039825 | 0.00098657 | 0.091393 | 0.00098657 | 0.00099901 | 0.027271 | 0.047526 | 0.032341 | 0.025636 | 0.013385 | 0.013574 | 0.013574 | 0 | 0.02727 | 0.055539 | 0.055079 | 0.019516 | 0.0098657 | 0.020879 | 0.22838 | 0.28227 | 0.53248 | 0.12599 | 0.0098657 | 0.0098657 | 0.0098657 | 0.029186 | 0.029932 | 0.029186 | 0.029932 | 0.029186 | 0.015281 | 0.014791 | 0.32342 | 0.093441 | 0.024587 | 0.024587 | 0.068503 | 0.024963 | 0.15191 | 0.029771 | 0.067841 | 0.013605 | 0.0054261 | 0.017239 | 0.20339 | 0.00098657 | 0.0039804 | 0.00098657 | 0.091392 | 0.00098657 | 0.00099901 | 0.048125 | 0.041698 | 0.032341 | 0.013548 | 0.048071 | 0.013548 | 0.013548 | 0 | 0.02702 | 0.055539 | 0.055079 | 0.019516 | 0.0098657 | 0.020879 | 0.22838 | 0.28227 | 0.53247 | 0.12599 | 0.0098657 | 0.0098657 | 0.0098657 | 0.014789 | 0.015279 | 0.014789 | 0.015279 | 0.014789 | 0.014989 | 0.014516 | 0.32342 | 0.091555 | 0.024587 | 0.024587 | 0.066527 | 0.024963 | 0.14946 | 0.091433 | 0.030654
4: Excess dynamics | 0.029771 | 0.067841 | 0.013605 | 0.0054262 | 0.017239 | 0.2034 | 0.00098657 | 0.0039825 | 0.00098657 | 0.091393 | 0.00098657 | 0.00099901 | 0.027271 | 0.047526 | 0.032341 | 0.025636 | 0.013385 | 0.013574 | 0.013574 | 0 | 0.02727 | 0.055539 | 0.055079 | 0.019516 | 0.0098657 | 0.020879 | 0.22838 | 0.28227 | 0.53248 | 0.12599 | 0.0098657 | 0.0098657 | 0.0098657 | 0.029186 | 0.029932 | 0.029186 | 0.029932 | 0.029186 | 0.015281 | 0.014791 | 0.32342 | 0.093441 | 0.024587 | 0.024587 | 0.068503 | 0.024963 | 0.15191 | 0.028893 | 0.017862 | 0.013605 | 0.016621 | 0.026632 | 0.25402 | 0.00098973 | 0.00099901 | 0.0035244 | 0.091951 | 0.000916 | 0.00099904 | 0.026983 | 0.041255 | 0.032904 | 0.013609 | 0.013609 | 0.013564 | 0.085786 | 0 | 0.027268 | 0.031113 | 0.031113 | 0.10435 | 0.0098657 | 0.025167 | 0.25385 | 0.30843 | 0.56184 | 0.15016 | 0.020212 | 0.020212 | 0.02043 | 0.029116 | 0.036468 | 0.029116 | 0.02986 | 0.029116 | 0.015279 | 0.014789 | 0.38175 | 0.069565 | 0.082211 | 0.082211 | 0.055062 | 0.04086 | 0.13905 | 0.02975 | 0.069491 | 0.013598 | 0.0054612 | 0.017375 | 0.20599 | 0.0015143 | 0.00098973 | 0.00099294 | 0.10045 | 0.00099294 | 0.000999 | 0.51366 | 0.0071085 | 0.032235 | 0.0069781 | 0.50688 | 0.0069781 | 0.0069781 | 0 | 0.023708 | 0.060141 | 0.059681 | 0.019514 | 0.0098657 | 0.020978 | 0.2313 | 0.2859 | 0.5394 | 0.12756 | 0.0099294 | 0.0099294 | 0.0099294 | 0.014894 | 0.0069816 | 0.014894 | 0.01539 | 0.0069781 | 0.01113 | 0.010883 | 0.32759 | 0.024493 | 0.024821 | 0.024821 | 0.024493 | 0.024963 | 0.10262 | 0.02975 | 0.054819 | 0.013612 | 0.0054612 | 0.017375 | 0.20599 | 0.00050688 | 0.0032457 | 0.00099294 | 0.0075156 | 0.00099294 | 0.000999 | 0.00051366 | 0.27928 | 0.032573 | 0.50687 | 0.50687 | 0.27782 | 0.042213 | 0 | 0.023708 | 0.045464 | 0.044996 | 0.019514 | 0.0098657 | 0.020978 | 0.2313 | 0.2859 | 0.5394 | 0.12756 | 0.0099294 | 0.0099294 | 0.0099294 | 0.015651 | 0.016164 | 0.015651 | 0.016164 | 0.015651 | 0.01113 | 0.010883 | 0.32759 | 0.16102 | 0.024821 | 0.024821 | 0.14316 | 0.024963 | 0.24615 | 0.50975 | 0.010659 | 0.00050681 | 0.0027775 | 0.0095654 | 0.05626 | 0.00051025 | 0.09951 | 0.000505 | 1 | 0.00054659 | 0.0005005 | 0.51366 | 0.51698 | 0.010598 | 0.0075156 | 0.0075156 | 0.0069695 | 0.50687 | 0 | 0.50687 | 0.011205 | 0.011205 | 0.51 | 0.0099294 | 0.47823 | 0.6165 | 0.644 | 0.77169 | 0.56425 | 0.0054659 | 0.0054659 | 0.000505 | 0.5075 | 0.50775 | 0.5075 | 0.50775 | 0.5075 | 0.0069816 | 0.0069781 | 0.665 | 0.5125 | 0.5125 | 0.5125 | 0.010506 | 0.5125 | 0.011326 | 0.034606 | 0.14052 | 0.00050681 | 0.0057603 | 0.00050875 | 0.00060375 | 0.00051025 | 0.0005005 | 0.0012976 | 0.54659 | 0.0010473 | 0.00099898 | 0.51366 | 0.00051698 | 0.033608 | 0.00050688 | 0.00050688 | 0.013652 | 0.25784 | 0 | 0.027362 | 0.00051025 | 0.00051025 | 0.062625 | 0.0099294 | 0.011535 | 0.23581 | 0.29135 | 0.54924 | 0.13027 | 0.010695 | 0.010695 | 0.010473 | 0.15851 | 0.16502 | 0.15851 | 0.16377 | 0.15851 | 0.015389 | 0.014893 | 0.34198 | 0.026393 | 0.027023 | 0.027023 | 0.026007 | 0.024736 | 0.10787 | 0.02975 | 0.069491 | 0.013598 | 0.0054612 | 0.017375 | 0.20599 | 0.0015143 | 0.00098973 | 0.00099294 | 0.10045 | 0.00099294 | 0.000999 | 0.00051366 | 0.0071085 | 0.032235 | 0.0069781 | 0.50687 | 0.0069781 | 0.0069781 | 0 | 0.023708 | 0.060141 | 0.059681 | 0.019514 | 0.0098657 | 0.020978 | 0.2313 | 0.2859 | 0.5394 | 0.12756 | 0.0099294 | 0.0099294 | 0.0099294 | 0.015651 | 0.50775 | 0.015651 | 0.016164 | 0.5075 | 0.01113 | 0.010883 | 0.32759 | 0.024493 | 0.024821 | 0.024821 | 0.024493 | 0.024963 | 0.10262 | 0.02975 | 0.068149 | 0.013605 | 0.0054612 | 0.017375 | 0.20599 | 0.00098973 | 0.0034859 | 0.00099294 | 0.091951 | 0.00099294 | 0.000999 | 0.026983 | 0.041736 | 0.032335 | 0.013609 | 0.013609 | 0.047381 | 0.040884 | 0 | 0.027268 | 0.055794 | 0.055331 | 0.019514 | 0.0098657 | 0.020978 | 0.2313 | 0.2859 | 0.5394 | 0.12756 | 0.0099294 | 0.0099294 | 0.0099294 | 0.014894 | 0.01539 | 0.014894 | 0.01539 | 0.014894 | 0.015279 | 0.014789 | 0.32759 | 0.091793 | 0.024821 | 0.024821 | 0.066659 | 0.024963 | 0.14958 | 0.029771 | 0.067841 | 0.013605 | 0.0054262 | 0.017239 | 0.2034 | 0.00098657 | 0.0039825 | 0.00098657 | 0.091393 | 0.00098657 | 0.00099901 | 0.027271 | 0.047526 | 0.032341 | 0.025636 | 0.013385 | 0.013574 | 0.013574 | 0 | 0.02727 | 0.055539 | 0.055079 | 0.019516 | 0.0098657 | 0.020879 | 0.22838 | 0.28227 | 0.53248 | 0.12599 | 0.0098657 | 0.0098657 | 0.0098657 | 0.029186 | 0.029932 | 0.029186 | 0.029932 | 0.029186 | 0.015281 | 0.014791 | 0.32342 | 0.093441 | 0.024587 | 0.024587 | 0.068503 | 0.024963 | 0.15191 | 0.029771 | 0.067841 | 0.013605 | 0.0054261 | 0.017239 | 0.20339 | 0.00098657 | 0.0039804 | 0.00098657 | 0.091392 | 0.00098657 | 0.00099901 | 0.048125 | 0.041698 | 0.032341 | 0.013548 | 0.048071 | 0.013548 | 0.013548 | 0 | 0.02702 | 0.055539 | 0.055079 | 0.019516 | 0.0098657 | 0.020879 | 0.22838 | 0.28227 | 0.53247 | 0.12599 | 0.0098657 | 0.0098657 | 0.0098657 | 0.014789 | 0.015279 | 0.014789 | 0.015279 | 0.014789 | 0.014989 | 0.014516 | 0.32342 | 0.091555 | 0.024587 | 0.024587 | 0.066527 | 0.024963 | 0.14946 | 0.093258 | 0.10968
4: Capsize | 0.029771 | 0.067841 | 0.013605 | 0.0054262 | 0.017239 | 0.2034 | 0.00098657 | 0.0039825 | 0.00098657 | 0.091393 | 0.00098657 | 0.00099901 | 0.027271 | 0.047526 | 0.032341 | 0.025636 | 0.013385 | 0.013574 | 0.013574 | 0 | 0.02727 | 0.055539 | 0.055079 | 0.019516 | 0.0098657 | 0.020879 | 0.22838 | 0.28227 | 0.53248 | 0.12599 | 0.0098657 | 0.0098657 | 0.0098657 | 0.029186 | 0.029932 | 0.029186 | 0.029932 | 0.029186 | 0.015281 | 0.014791 | 0.32342 | 0.093441 | 0.024587 | 0.024587 | 0.068503 | 0.024963 | 0.15191 | 0.038495 | 0.017862 | 0.013605 | 0.0054261 | 0.026632 | 0.25402 | 0.00098973 | 0.00099901 | 0.00098657 | 0.091951 | 0.000916 | 0.00099904 | 0.026983 | 0.041255 | 0.032904 | 0.013609 | 0.013609 | 0.013564 | 0.013548 | 0 | 0.027268 | 0.031113 | 0.031113 | 0.019516 | 0.0098657 | 0.025167 | 0.22838 | 0.28226 | 0.53247 | 0.12599 | 0.020212 | 0.020212 | 0.0098657 | 0.029116 | 0.036468 | 0.029116 | 0.02986 | 0.029116 | 0.015279 | 0.014789 | 0.32341 | 0.069565 | 0.024587 | 0.024587 | 0.055062 | 0.04086 | 0.13905 | 0.038749 | 0.017795 | 0.013598 | 0.0054612 | 0.027964 | 0.25833 | 0.0015143 | 0.00098973 | 0.0015199 | 0.10045 | 0.0015625 | 0.00099872 | 0.51366 | 0.0071085 | 0.032819 | 0.0069781 | 0.50687 | 0.0069781 | 0.0069781 | 0 | 0.023708 | 0.034789 | 0.034789 | 0.051835 | 0.0098657 | 0.025723 | 0.2313 | 0.2859 | 0.5394 | 0.12756 | 0.21084 | 0.21084 | 0.0099294 | 0.33543 | 0.0069816 | 0.33543 | 0.33813 | 0.0069781 | 0.01113 | 0.010883 | 0.33947 | 0.024493 | 0.028315 | 0.028315 | 0.024493 | 0.042953 | 0.10262 | 0.029238 | 0.018532 | 0.013612 | 0.012142 | 0.019286 | 0.22131 | 0.00050688 | 0.00099925 | 0.0027078 | 0.0075156 | 0.00095035 | 0.00099903 | 0.0070628 | 0.037821 | 0.033101 | 0.0069695 | 0.0069695 | 0.013609 | 0.065451 | 0 | 0.027316 | 0.022548 | 0.022548 |  | 0.0098657 | 0.021944 | 0.2493 | 0.30422 | 0.55921 | 0.14496 | 0.01354 | 0.01354 | 0.015717 | 0.02058 | 0.024609 | 0.02058 | 0.021149 | 0.02058 | 0.015335 | 0.014842 | 0.37185 | 0.060511 | 0.067586 | 0.067586 | 0.049815 | 0.036707 | 0.1339 | 0.00050975 | 0.00050975 | 0.00050681 | 0.50275 | 0.00050875 | 0.60375 | 0.1411 | 0.19656 | 0.09951 | 0.0095654 | 1 | 0.0005005 | 0.00051366 | 0.00051698 | 0.010598 | 0.00050688 | 0.00050688 | 0.50688 | 0.50687 | 0 | 0.50687 | 0.00051025 | 0.51025 | 0.51 | 0.0099294 | 0.0050875 | 0.0006165 | 0.000644 | 0.00077169 | 0.00056425 | 0.000505 | 0.000505 | 0.000505 | 0.0005075 | 0.00050775 | 0.0005075 | 0.00050775 | 0.0005075 | 0.0069816 | 0.0069781 | 0.000665 | 0.5125 | 0.0005125 | 0.0005125 | 0.012925 | 0.0005125 | 0.018767 | 0.029238 | 0.018532 | 0.00050681 | 0.0094991 | 0.50875 | 0.60375 | 0.00051025 | 0.0005005 | 0.0019773 | 0.0075156 | 0.00095035 | 0.00099903 | 0.0070628 | 0.51698 | 0.021873 | 0.0069695 | 0.0069695 | 0.013609 | 0.065451 | 0 | 0.027316 | 0.51025 | 0.51025 | 0.50161 | 0.0099294 | 0.22307 | 0.24442 | 0.2997 | 0.55638 | 0.13939 | 0.01354 | 0.01354 | 0.010946 | 0.02058 | 0.024609 | 0.02058 | 0.021149 | 0.02058 | 0.015335 | 0.014842 |  | 0.44068 |  |  | 0.36486 | 0.2741 | 0.44721 | 0.038749 | 0.017795 | 0.013598 | 0.0054612 | 0.027964 | 0.25833 | 0.0015143 | 0.00098973 | 0.0015199 | 0.10045 | 0.0015625 | 0.00099872 | 0.51366 | 0.0071085 | 0.032819 | 0.0069781 | 0.50687 | 0.0069781 | 0.0069781 | 0 | 0.023708 | 0.034789 | 0.034789 | 0.051835 | 0.0098657 | 0.025723 | 0.2313 | 0.2859 | 0.5394 | 0.12756 | 0.21084 | 0.21084 | 0.0099294 | 0.33543 | 0.0069816 | 0.33543 | 0.33813 | 0.0069781 | 0.01113 | 0.010883 | 0.33947 | 0.024493 | 0.028315 | 0.028315 | 0.024493 | 0.042953 | 0.10262 | 0.038762 | 0.017862 | 0.013605 | 0.0054612 | 0.026992 | 0.25488 | 0.00098973 | 0.00099901 | 0.00099294 | 0.091951 | 0.0015212 | 0.00099874 | 0.026983 | 0.041255 | 0.032904 | 0.013609 | 0.013609 | 0.013564 | 0.013548 | 0 | 0.027268 | 0.031113 | 0.031113 | 0.019514 | 0.0098657 | 0.02531 | 0.2313 | 0.2859 | 0.5394 | 0.12756 | 0.02049 | 0.02049 | 0.0099294 | 0.02946 | 0.036811 | 0.02946 | 0.030207 | 0.02946 | 0.015279 | 0.014789 | 0.32759 | 0.069565 | 0.024821 | 0.024821 | 0.055062 | 0.041145 | 0.13905 | 0.029771 | 0.067841 | 0.013605 | 0.0054262 | 0.017239 | 0.2034 | 0.00098657 | 0.0039825 | 0.00098657 | 0.091393 | 0.00098657 | 0.00099901 | 0.027271 | 0.047526 | 0.032341 | 0.025636 | 0.013385 | 0.013574 | 0.013574 | 0 | 0.02727 | 0.055539 | 0.055079 | 0.019516 | 0.0098657 | 0.020879 | 0.22838 | 0.28227 | 0.53248 | 0.12599 | 0.0098657 | 0.0098657 | 0.0098657 | 0.029186 | 0.029932 | 0.029186 | 0.029932 | 0.029186 | 0.015281 | 0.014791 | 0.32342 | 0.093441 | 0.024587 | 0.024587 | 0.068503 | 0.024963 | 0.15191 | 0.029771 | 0.067841 | 0.013605 | 0.0054261 | 0.017239 | 0.20339 | 0.00098657 | 0.0039804 | 0.00098657 | 0.091392 | 0.00098657 | 0.00099901 | 0.048125 | 0.041698 | 0.032341 | 0.013548 | 0.048071 | 0.013548 | 0.013548 | 0 | 0.02702 | 0.055539 | 0.055079 | 0.019516 | 0.0098657 | 0.020879 | 0.22838 | 0.28227 | 0.53247 | 0.12599 | 0.0098657 | 0.0098657 | 0.0098657 | 0.014789 | 0.015279 | 0.014789 | 0.015279 | 0.014789 | 0.014989 | 0.014516 | 0.32342 | 0.091555 | 0.024587 | 0.024587 | 0.066527 | 0.024963 | 0.14946 | 0.084415 | 0.012755
4: Sink | 0.029771 | 0.067841 | 0.013605 | 0.0054261 | 0.017239 | 0.20339 | 0.00098657 | 0.0034716 | 0.00098657 | 0.091392 | 0.00098657 | 0.00099901 | 0.027271 | 0.041706 | 0.032341 | 0.013565 | 0.013565 | 0.053814 | 0.047311 | 0 | 0.027268 | 0.055539 | 0.055079 | 0.019516 | 0.0098657 | 0.020879 | 0.22838 | 0.28226 | 0.53247 | 0.12599 | 0.0098657 | 0.0098657 | 0.0098657 | 0.014789 | 0.015279 | 0.014789 | 0.015279 | 0.014789 | 0.015279 | 0.014789 | 0.32341 | 0.091558 | 0.024587 | 0.024587 | 0.06653 | 0.024963 | 0.14946 | 0.029771 | 0.067929 | 0.013605 | 0.0054261 | 0.017239 | 0.20339 | 0.00098973 | 0.0039819 | 0.00098657 | 0.091951 | 0.00098657 | 0.00099901 | 0.026983 | 0.041733 | 0.03234 | 0.013609 | 0.013609 | 0.013548 | 0.013548 | 0 | 0.027268 | 0.055607 | 0.055147 | 0.019516 | 0.0098657 | 0.020879 | 0.22838 | 0.28226 | 0.53247 | 0.12599 | 0.0098657 | 0.0098657 | 0.0098657 | 0.014789 | 0.015279 | 0.014789 | 0.015279 | 0.014789 | 0.015279 | 0.014789 | 0.32341 | 0.091627 | 0.024587 | 0.024587 | 0.066571 | 0.024963 | 0.1495 | 0.03132 | 0.038604 | 0.013612 | 0.0027875 | 0.0069317 | 0.0082261 | 0.00050681 | 0.0025396 | 0.00050681 | 0.0074473 | 0.00050681 | 0.00099925 | 0.027284 | 0.038077 | 0.032897 | 0.0069781 | 0.032753 | 0.0069781 | 0.0069781 | 0 | 0.02713 | 0.03139 | 0.031143 | 0.019684 | 0.0098657 | 0.013686 | 0.0083998 | 0.0087745 | 0.010514 | 0.0076879 | 0.0050681 | 0.0050681 | 0.0050681 | 0.0069147 | 0.0069181 | 0.0069147 | 0.0069181 | 0.0069147 | 0.015118 | 0.014638 | 0.0090606 | 0.068624 | 0.0069828 | 0.0069828 | 0.053972 | 0.024975 | 0.13769 | 0.058565 | 0.018532 | 0.013612 | 0.0027875 | 0.50875 | 0.60375 | 0.00050688 | 0.00099925 | 0.00050681 | 0.0075156 | 0.039206 | 0.00097994 | 0.00051366 | 0.037821 | 0.033101 | 0.0069695 | 0.0069695 | 0.013609 | 0.471 | 0 | 0.027316 | 0.022548 | 0.022548 | 0.019684 | 0.0098657 | 0.22307 | 0.0083998 | 0.0087745 | 0.010514 | 0.0076879 | 0.39419 | 0.39419 | 0.0050681 | 0.5075 | 0.50775 | 0.5075 | 0.50775 | 0.5075 | 0.015335 | 0.014842 | 0.0090606 | 0.060511 | 0.0069828 | 0.0069828 | 0.049815 | 0.054926 | 0.1339 | 0.00050975 | 0.00050975 | 0.00050681 | 0.50275 | 0.00050875 | 0.60375 | 0.00051025 | 0.19656 | 0.09951 | 0.0095654 | 0.5005 | 1 | 0.0070628 | 0.00051698 | 0.010598 | 0.00050688 | 0.50688 | 0.50687 | 0.50687 | 0 | 0.50687 | 0.00051025 | 0.00051025 | 0.51 | 0.0050681 | 0.0050875 | 0.0006165 | 0.000644 | 0.00077169 | 0.00056425 | 0.000505 | 0.000505 | 0.000505 | 0.0005075 | 0.00050775 | 0.0005075 | 0.00050775 | 0.0005075 | 0.0069816 | 0.0069781 | 0.000665 | 0.5125 | 0.0005125 | 0.0005125 | 0.5125 | 0.0005125 | 0.5525 | 0.060819 | 0.018532 | 0.00050681 | 0.20607 | 0.00050875 | 0.00060375 | 0.00051025 | 0.0005005 | 0.037717 | 0.0075156 | 0.03949 | 0.00097979 | 0.51366 | 0.00051698 | 0.033608 | 0.00050688 | 0.00050688 | 0.013652 | 0.47101 | 0 | 0.027362 | 0.00051025 | 0.00051025 | 0.25748 | 0.0099294 | 0.011535 | 0.6165 | 0.644 | 0.77169 | 0.56425 | 0.39616 | 0.39616 | 0.37456 | 0.5075 | 0.50775 | 0.5075 | 0.50775 | 0.5075 | 0.015389 | 0.014893 | 0.665 | 0.026393 | 0.5125 | 0.5125 | 0.026007 | 0.024736 | 0.10787 | 0.03132 | 0.038604 | 0.013612 | 0.0027875 | 0.0069317 | 0.0082261 | 0.00050681 | 0.0025396 | 0.00050681 | 0.0074473 | 0.00050681 | 0.00099925 | 0.00051366 | 0.26214 | 0.032897 | 0.47157 | 0.013559 | 0.0069781 | 0.0069781 | 0 | 0.027268 | 0.03139 | 0.031143 | 0.019684 | 0.0098657 | 0.013686 | 0.0083998 | 0.0087745 | 0.010514 | 0.0076879 | 0.0050681 | 0.0050681 | 0.0050681 | 0.5075 | 0.50775 | 0.5075 | 0.50775 | 0.5075 | 0.015279 | 0.01479 | 0.0090606 | 0.14484 | 0.0069828 | 0.0069828 | 0.13185 | 0.024975 | 0.23431 | 0.02975 | 0.068236 | 0.013605 | 0.0054612 | 0.017375 | 0.20599 | 0.00099294 | 0.0034875 | 0.00099294 | 0.092507 | 0.00099294 | 0.000999 | 0.031866 | 0.034952 | 0.032334 | 0.059975 | 0.03208 | 0.040884 | 0.040884 | 0 | 0.027135 | 0.055862 | 0.055399 | 0.019514 | 0.0098657 | 0.020978 | 0.2313 | 0.2859 | 0.5394 | 0.12756 | 0.0099294 | 0.0099294 | 0.0099294 | 0.014894 | 0.01539 | 0.014894 | 0.01539 | 0.014894 | 0.015124 | 0.014643 | 0.32759 | 0.089661 | 0.024821 | 0.024821 | 0.064393 | 0.024963 | 0.14676 | 0.029771 | 0.067841 | 0.013605 | 0.0054261 | 0.017239 | 0.20339 | 0.00098657 | 0.0039804 | 0.00098657 | 0.091392 | 0.00098657 | 0.00099901 | 0.027271 | 0.041619 | 0.032341 | 0.013385 | 0.013385 | 0.013548 | 0.013548 | 0 | 0.02727 | 0.055539 | 0.055079 | 0.019516 | 0.0098657 | 0.020879 | 0.22838 | 0.28226 | 0.53247 | 0.12599 | 0.0098657 | 0.0098657 | 0.0098657 | 0.029192 | 0.029939 | 0.029192 | 0.029939 | 0.029192 | 0.015281 | 0.014791 | 0.32341 | 0.09153 | 0.024587 | 0.024587 | 0.066501 | 0.024963 | 0.14943 | 0.029771 | 0.067841 | 0.013605 | 0.0054261 | 0.017239 | 0.20339 | 0.00098657 | 0.0034716 | 0.00098657 | 0.091392 | 0.00098657 | 0.00099901 | 0.028776 | 0.034946 | 0.032341 | 0.063128 | 0.028504 | 0.047314 | 0.047314 | 0 | 0.027161 | 0.055539 | 0.055079 | 0.019516 | 0.0098657 | 0.020879 | 0.22838 | 0.28227 | 0.53247 | 0.12599 | 0.0098657 | 0.0098657 | 0.0098657 | 0.014789 | 0.015279 | 0.014789 | 0.015279 | 0.014789 | 0.015154 | 0.014671 | 0.32342 | 0.089371 | 0.024587 | 0.024587 | 0.064239 | 0.024963 | 0.14662 | 0.089917 | 0.0030156
4: Mooring-mooring clashing | 0.029769 | 0.067869 | 0.013605 | 0.0054286 | 0.017248 | 0.20358 | 0.00098702 | 0.0039836 | 0.00098702 | 0.091472 | 0.00098702 | 0.00099901 | 0.027284 | 0.047528 | 0.032341 | 0.025639 | 0.013385 | 0.013574 | 0.013574 | 0 | 0.02727 | 0.055562 | 0.055102 | 0.019516 | 0.0098657 | 0.020886 | 0.22859 | 0.28252 | 0.53297 | 0.1261 | 0.0098702 | 0.0098702 | 0.0098702 | 0.02874 | 0.029487 | 0.02874 | 0.029487 | 0.02874 | 0.015281 | 0.014791 | 0.32371 | 0.093461 | 0.024604 | 0.024604 | 0.068514 | 0.024963 | 0.15192 | 0.038809 | 0.018532 | 0.013612 | 0.0054612 | 0.019286 | 0.22131 | 0.00050688 | 0.00099925 | 0.00099294 | 0.0075156 | 0.00095035 | 0.00099903 | 0.0070628 | 0.037821 | 0.033101 | 0.0069695 | 0.0069695 | 0.013609 | 0.0136 | 0 | 0.027316 | 0.022548 | 0.022548 | 0.019514 | 0.0098657 | 0.021944 | 0.2313 | 0.2859 | 0.5394 | 0.12756 | 0.01354 | 0.01354 | 0.0099294 | 0.02058 | 0.024609 | 0.02058 | 0.021149 | 0.02058 | 0.015335 | 0.014842 | 0.32759 | 0.060511 | 0.024821 | 0.024821 | 0.049815 | 0.036707 | 0.1339 | 0.038078 | 0.014255 | 0.012671 | 0.0054612 | 0.097122 | 0.44198 | 0.072241 | 0.00050688 | 0.0012787 | 0.54659 | 0.0037305 | 0.00099764 | 0.51366 | 0.0071085 | 0.031081 | 0.0069781 | 0.50688 | 0.0069781 | 0.0069781 | 0 | 0.023708 | 0.11028 | 0.11028 | 0.051835 | 0.0098702 | 0.055498 | 0.2313 | 0.2859 | 0.5394 | 0.12756 | 0.24776 | 0.24776 | 0.0099294 | 0.33543 | 0.0069816 | 0.33543 | 0.33813 | 0.0069781 | 0.01113 | 0.010883 | 0.33947 | 0.024493 | 0.028315 | 0.028315 | 0.024493 | 0.080616 | 0.10262 | 0.025187 | 0.010659 | 0.00050681 | 0.14466 | 0.50875 | 0.60375 | 0.00050688 | 0.0005005 | 0.02655 | 0.0075156 | 0.00054659 | 0.00099923 | 0.0070628 | 0.51698 | 0.021873 | 0.0069695 | 0.0069695 | 0.0069695 | 0.47045 | 0 | 0.020137 | 0.51025 | 0.51025 |  | 0.0099294 | 0.22307 | 0.24129 | 0.2968 | 0.55457 | 0.13581 | 0.505 | 0.505 | 0.010746 | 0.5075 | 0.50775 | 0.5075 | 0.50775 | 0.5075 | 0.0069816 | 0.0069781 | 0.62755 | 0.44068 | 0.44131 | 0.44131 | 0.36486 | 0.27401 | 0.44721 | 0.39259 | 0.50975 | 0.00050681 | 0.0027775 | 0.50875 | 0.60375 | 0.072241 | 0.19583 | 0.000505 | 0.54659 | 0.5005 | 0.00074975 | 1 | 0.0071085 | 0.51698 | 0.0070628 | 0.0070628 | 0.50688 | 0.50687 | 0 | 0.50687 | 0.010598 | 0.010598 | 0.51 | 0.0099294 | 0.22307 | 0.0033907 | 0.003542 | 0.0042443 | 0.0031034 | 0.0050688 | 0.0050688 | 0.0027775 | 0.0077048 | 0.0079617 | 0.0077048 | 0.0079617 | 0.0077048 | 0.0069816 | 0.0069781 | 0.022589 | 0.012925 | 0.012925 | 0.012925 | 0.012925 | 0.010506 | 0.018767 | 0.025187 | 0.010659 | 0.00050681 | 0.14466 | 0.50875 | 0.60375 | 0.00050688 | 0.0005005 | 0.02655 | 0.0075156 | 0.00054659 | 0.00099923 | 0.0070628 | 0.51698 | 0.021873 | 0.0069695 | 0.0069695 | 0.0069695 | 0.47045 | 0 | 0.020137 | 0.51025 | 0.51025 |  | 0.0099294 | 0.22307 | 0.24129 | 0.2968 | 0.55457 | 0.13581 | 0.505 | 0.505 | 0.010746 | 0.5075 | 0.50775 | 0.5075 | 0.50775 | 0.5075 | 0.0069816 | 0.0069781 | 0.62755 | 0.44068 | 0.44131 | 0.44131 | 0.36486 | 0.27401 | 0.44721 | 0.038078 | 0.014255 | 0.012671 | 0.0054612 | 0.097122 | 0.44198 | 0.072241 | 0.00050688 | 0.0012787 | 0.54659 | 0.0037305 | 0.00099764 | 0.51366 | 0.0071085 | 0.031081 | 0.0069781 | 0.50688 | 0.0069781 | 0.0069781 | 0 | 0.023708 | 0.11028 | 0.11028 | 0.051835 | 0.0098702 | 0.055498 | 0.2313 | 0.2859 | 0.5394 | 0.12756 | 0.24776 | 0.24776 | 0.0099294 | 0.33543 | 0.0069816 | 0.33543 | 0.33813 | 0.0069781 | 0.01113 | 0.010883 | 0.33947 | 0.024493 | 0.028315 | 0.028315 | 0.024493 | 0.080616 | 0.10262 | 0.038809 | 0.018532 | 0.013612 | 0.0054612 | 0.019286 | 0.22131 | 0.00050688 | 0.00099925 | 0.00099294 | 0.0075156 | 0.00095035 | 0.00099903 | 0.0070628 | 0.037821 | 0.033101 | 0.0069695 | 0.0069695 | 0.013609 | 0.0136 | 0 | 0.027316 | 0.022548 | 0.022548 | 0.019514 | 0.0098657 | 0.021944 | 0.2313 | 0.2859 | 0.5394 | 0.12756 | 0.01354 | 0.01354 | 0.0099294 | 0.02058 | 0.024609 | 0.02058 | 0.021149 | 0.02058 | 0.015335 | 0.014842 | 0.32759 | 0.060511 | 0.024821 | 0.024821 | 0.049815 | 0.036707 | 0.1339 | 0.029769 | 0.067869 | 0.013605 | 0.0054286 | 0.017248 | 0.20358 | 0.00098702 | 0.0039836 | 0.00098702 | 0.091472 | 0.00098702 | 0.00099901 | 0.027284 | 0.047528 | 0.032341 | 0.025639 | 0.013385 | 0.013574 | 0.013574 | 0 | 0.02727 | 0.055562 | 0.055102 | 0.019516 | 0.0098657 | 0.020886 | 0.22859 | 0.28252 | 0.53297 | 0.1261 | 0.0098702 | 0.0098702 | 0.0098702 | 0.02874 | 0.029487 | 0.02874 | 0.029487 | 0.02874 | 0.015281 | 0.014791 | 0.32371 | 0.093461 | 0.024604 | 0.024604 | 0.068514 | 0.024963 | 0.15192 | 0.029771 | 0.067841 | 0.013605 | 0.0054261 | 0.017239 | 0.20339 | 0.00098657 | 0.0039804 | 0.00098657 | 0.091392 | 0.00098657 | 0.00099901 | 0.048124 | 0.041697 | 0.032341 | 0.013548 | 0.04807 | 0.013548 | 0.013548 | 0 | 0.02702 | 0.055539 | 0.055079 | 0.019516 | 0.0098657 | 0.020879 | 0.22838 | 0.28226 | 0.53247 | 0.12599 | 0.0098657 | 0.0098657 | 0.0098657 | 0.014789 | 0.015279 | 0.014789 | 0.015279 | 0.014789 | 0.014989 | 0.014516 | 0.32341 | 0.091555 | 0.024587 | 0.024587 | 0.066527 | 0.024963 | 0.14946 | 0.12002 | 0.1115
4: Mooring-cable clashing | 0.029771 | 0.067841 | 0.013605 | 0.0054261 | 0.017239 | 0.20339 | 0.00098657 | 0.0034716 | 0.00098657 | 0.091392 | 0.00098657 | 0.00099901 | 0.027271 | 0.041706 | 0.032341 | 0.013565 | 0.013565 | 0.053837 | 0.047335 | 0 | 0.027268 | 0.055539 | 0.055079 | 0.019516 | 0.0098657 | 0.020879 | 0.22838 | 0.28226 | 0.53247 | 0.12599 | 0.0098657 | 0.0098657 | 0.0098657 | 0.014789 | 0.015279 | 0.014789 | 0.015279 | 0.014789 | 0.015279 | 0.014789 | 0.32341 | 0.091558 | 0.024587 | 0.024587 | 0.06653 | 0.024963 | 0.14946 | 0.02975 | 0.068149 | 0.013605 | 0.0054612 | 0.017375 | 0.20599 | 0.00098973 | 0.0039947 | 0.00099294 | 0.091951 | 0.00099294 | 0.000999 | 0.026983 | 0.041736 | 0.032335 | 0.013609 | 0.013609 | 0.013548 | 0.013548 | 0 | 0.027268 | 0.055794 | 0.055331 | 0.019514 | 0.0098657 | 0.020978 | 0.2313 | 0.2859 | 0.5394 | 0.12756 | 0.0099294 | 0.0099294 | 0.0099294 | 0.014894 | 0.01539 | 0.014894 | 0.01539 | 0.014894 | 0.015279 | 0.014789 | 0.32759 | 0.091793 | 0.024821 | 0.024821 | 0.066659 | 0.024963 | 0.14958 | 0.03132 | 0.038604 | 0.013612 | 0.0027875 | 0.0069317 | 0.0082261 | 0.00050681 | 0.0025396 | 0.00050681 | 0.0074473 | 0.00050681 | 0.00099925 | 0.00051366 | 0.038077 | 0.032897 | 0.0069781 | 0.025955 | 0.0069781 | 0.0069781 | 0 | 0.027179 | 0.03139 | 0.031143 | 0.019684 | 0.0098657 | 0.013686 | 0.0083998 | 0.0087745 | 0.010514 | 0.0076879 | 0.0050681 | 0.0050681 | 0.0050681 | 0.0069147 | 0.0069181 | 0.0069147 | 0.0069181 | 0.0069147 | 0.015175 | 0.014691 | 0.0090606 | 0.068624 | 0.0069828 | 0.0069828 | 0.053972 | 0.024975 | 0.13769 | 0.068404 | 0.010659 | 0.00050681 | 0.0027875 | 0.50875 | 0.60375 | 0.00050688 | 0.0005005 | 0.00050681 | 0.0075156 | 0.067638 | 0.00096575 | 0.00051366 | 0.51698 | 0.021873 | 0.0069695 | 0.0069695 | 0.013609 | 0.471 | 0 | 0.027316 | 0.51025 | 0.51025 | 0.019684 | 0.0099294 | 0.22307 | 0.0083998 | 0.0087745 | 0.010514 | 0.0076879 | 0.505 | 0.505 | 0.0050681 | 0.5075 | 0.50775 | 0.5075 | 0.50775 | 0.5075 | 0.015335 | 0.014842 | 0.0090606 | 0.44068 | 0.0069828 | 0.0069828 | 0.36486 | 0.29002 | 0.44721 | 0.070735 | 0.010659 | 0.00050681 | 0.50275 | 0.50875 | 0.60375 | 0.00051025 | 0.5005 | 0.5005 | 0.54659 | 0.067638 | 0.00096575 | 0.0070628 | 1 | 0.010598 | 0.0071085 | 0.50688 | 0.50687 | 0.50687 | 0 | 0.50687 | 0.010598 | 0.010598 | 0.51 | 0.0050681 | 0.0060375 | 0.0083998 | 0.0087745 | 0.010514 | 0.0076879 | 0.0050687 | 0.0050687 | 0.0050681 | 0.0077548 | 0.0080133 | 0.0077548 | 0.0080133 | 0.0077548 | 0.0069816 | 0.0069781 | 0.022589 | 0.012925 | 0.012925 | 0.012925 | 0.012925 | 0.010506 | 0.018767 | 0.076172 | 0.018532 | 0.00050681 | 0.40099 | 0.00050875 | 0.00060375 | 0.00051025 | 0.0005005 | 0.5005 | 0.0075156 | 0.076871 | 0.00096114 | 0.51366 | 0.00051698 | 0.010598 | 0.00050688 | 0.00050688 | 0.0069695 | 0.47045 | 0 | 0.020137 | 0.00051025 | 0.00051025 | 0.39148 | 0.0050681 | 0.47823 | 0.6165 | 0.644 | 0.77169 | 0.56425 | 0.505 | 0.505 | 0.505 | 0.5075 | 0.50775 | 0.5075 | 0.50775 | 0.5075 | 0.0069816 | 0.0069781 | 0.665 | 0.5125 | 0.5125 | 0.5125 | 0.5125 | 0.010506 | 0.5525 | 0.03132 | 0.038604 | 0.013612 | 0.0027875 | 0.0069317 | 0.0082261 | 0.00050681 | 0.0025396 | 0.00050681 | 0.0074473 | 0.00050681 | 0.00099925 | 0.00051366 | 0.27916 | 0.032897 | 0.50687 | 0.0070628 | 0.0069781 | 0.0069781 | 0 | 0.027315 | 0.03139 | 0.031143 | 0.019684 | 0.0098657 | 0.013686 | 0.0083998 | 0.0087745 | 0.010514 | 0.0076879 | 0.0050681 | 0.0050681 | 0.0050681 | 0.5075 | 0.50775 | 0.5075 | 0.50775 | 0.5075 | 0.015334 | 0.014841 | 0.0090606 | 0.15063 | 0.0069828 | 0.0069828 | 0.13776 | 0.024975 | 0.24165 | 0.03132 | 0.038604 | 0.013612 | 0.0027875 | 0.0069317 | 0.0082261 | 0.00050681 | 0.0022757 | 0.00050681 | 0.0074473 | 0.00050681 | 0.00099925 | 0.031397 | 0.034483 | 0.032897 | 0.035455 | 0.022254 | 0.026433 | 0.026433 | 0 | 0.027206 | 0.03139 | 0.031143 | 0.019684 | 0.0098657 | 0.013686 | 0.0083998 | 0.0087745 | 0.010514 | 0.0076879 | 0.0050681 | 0.0050681 | 0.0050681 | 0.0069147 | 0.0069181 | 0.0069147 | 0.0069181 | 0.0069147 | 0.015206 | 0.014721 | 0.0090606 | 0.067402 | 0.0069828 | 0.0069828 | 0.052723 | 0.024975 | 0.13614 | 0.029771 | 0.067841 | 0.013605 | 0.0054261 | 0.017239 | 0.20339 | 0.00098657 | 0.0039804 | 0.00098657 | 0.091392 | 0.00098657 | 0.00099901 | 0.027284 | 0.041619 | 0.032341 | 0.013385 | 0.013385 | 0.013548 | 0.013548 | 0 | 0.02727 | 0.055539 | 0.055079 | 0.019516 | 0.0098657 | 0.020879 | 0.22838 | 0.28226 | 0.53247 | 0.12599 | 0.0098657 | 0.0098657 | 0.0098657 | 0.029196 | 0.029942 | 0.029196 | 0.029942 | 0.029196 | 0.015281 | 0.014791 | 0.32341 | 0.09153 | 0.024587 | 0.024587 | 0.066501 | 0.024963 | 0.14943 | 0.029771 | 0.067841 | 0.013605 | 0.0054261 | 0.017239 | 0.20339 | 0.00098657 | 0.0034716 | 0.00098657 | 0.091392 | 0.00098657 | 0.00099901 | 0.028776 | 0.034946 | 0.032341 | 0.063163 | 0.028504 | 0.047348 | 0.047348 | 0 | 0.027161 | 0.055539 | 0.055079 | 0.019516 | 0.0098657 | 0.020879 | 0.22838 | 0.28226 | 0.53247 | 0.12599 | 0.0098657 | 0.0098657 | 0.0098657 | 0.014789 | 0.015279 | 0.014789 | 0.015279 | 0.014789 | 0.015154 | 0.014671 | 0.32341 | 0.089371 | 0.024587 | 0.024587 | 0.064239 | 0.024963 | 0.14662 | 0.098361 | 0.11586
4: Anchor-cable clashing | 0.029771 | 0.067841 | 0.013605 | 0.0054261 | 0.017239 | 0.20339 | 0.00098657 | 0.0034716 | 0.00098657 | 0.091392 | 0.00098657 | 0.00099901 | 0.028291 | 0.034946 | 0.032341 | 0.056333 | 0.028504 | 0.040697 | 0.040697 | 0 | 0.027161 | 0.055539 | 0.055079 | 0.019516 | 0.0098657 | 0.020879 | 0.22838 | 0.28226 | 0.53247 | 0.12599 | 0.0098657 | 0.0098657 | 0.0098657 | 0.014789 | 0.015279 | 0.014789 | 0.015279 | 0.014789 | 0.015154 | 0.014671 | 0.32341 | 0.089371 | 0.024587 | 0.024587 | 0.064239 | 0.024963 | 0.14662 | 0.029771 | 0.067841 | 0.013605 | 0.0054261 | 0.017239 | 0.20339 | 0.00098657 | 0.0039804 | 0.00098657 | 0.091392 | 0.00098657 | 0.00099901 | 0.027284 | 0.041619 | 0.032341 | 0.013385 | 0.013385 | 0.013548 | 0.013548 | 0 | 0.02727 | 0.055539 | 0.055079 | 0.019516 | 0.0098657 | 0.020879 | 0.22838 | 0.28226 | 0.53247 | 0.12599 | 0.0098657 | 0.0098657 | 0.0098657 | 0.029196 | 0.029942 | 0.029196 | 0.029942 | 0.029196 | 0.015281 | 0.014791 | 0.32341 | 0.09153 | 0.024587 | 0.024587 | 0.066501 | 0.024963 | 0.14943 | 0.03132 | 0.038604 | 0.013612 | 0.0027875 | 0.0069317 | 0.0082261 | 0.00050681 | 0.0022757 | 0.00050681 | 0.0074473 | 0.00050681 | 0.00099925 | 0.027824 | 0.034483 | 0.032897 | 0.032037 | 0.018784 | 0.026433 | 0.026433 | 0 | 0.027231 | 0.03139 | 0.031143 | 0.019684 | 0.0098657 | 0.32506 | 0.0083998 | 0.0087745 | 0.010514 | 0.0076879 | 0.0050681 | 0.0050681 | 0.0050681 | 0.0069147 | 0.0069181 | 0.0069147 | 0.0069181 | 0.0069147 | 0.015235 | 0.014748 | 0.0090606 | 0.067402 | 0.0069828 | 0.0069828 | 0.052723 | 0.024975 | 0.13614 | 0.03132 | 0.038604 | 0.013612 | 0.0027875 | 0.0069317 | 0.0082261 | 0.00050681 | 0.0022757 | 0.00050681 | 0.0074473 | 0.00050681 | 0.00099925 | 0.00051366 | 0.038113 | 0.032897 | 0.0070628 | 0.0070628 | 0.46928 | 0.46824 | 0 | 0.027315 | 0.03139 | 0.031143 | 0.019684 | 0.0098657 | 0.013686 | 0.0083998 | 0.0087745 | 0.010514 | 0.0076879 | 0.0050681 | 0.0050681 | 0.0050681 | 0.5075 | 0.50775 | 0.5075 | 0.50775 | 0.5075 | 0.015334 | 0.014841 | 0.0090606 | 0.068637 | 0.0069828 | 0.0069828 | 0.053984 | 0.024975 | 0.13771 | 0.033846 | 0.31415 | 0.00050681 | 0.0027875 | 0.50875 | 0.60375 | 0.00051025 | 0.0005005 | 0.5005 | 0.54659 | 0.00050681 | 0.00099925 | 0.00051366 | 0.010598 | 1 | 0.50688 | 0.00050688 | 0.50688 | 0.50687 | 0 | 0.020137 | 0.010598 | 0.010598 | 0.51 | 0.0050681 | 0.0060375 | 0.0083998 | 0.0087745 | 0.010514 | 0.0076879 | 0.505 | 0.505 | 0.0050681 | 0.0077548 | 0.0080133 | 0.0077548 | 0.0080133 | 0.0077548 | 0.0069816 | 0.0069781 | 0.665 | 0.012925 | 0.012925 | 0.012925 | 0.012925 | 0.010506 | 0.018767 | 0.065918 | 0.36991 | 0.00050681 | 0.40099 | 0.00050875 | 0.00060375 | 0.00051025 | 0.0005005 | 0.5005 | 0.54659 | 0.072908 | 0.00096312 | 0.51366 | 0.00051698 | 0.010598 | 0.00050688 | 0.00050688 | 0.0069695 | 0.47045 | 0 | 0.020137 | 0.00051025 | 0.00051025 | 0.39148 | 0.0050681 | 0.47823 | 0.6165 | 0.644 | 0.77169 | 0.56425 | 0.505 | 0.505 | 0.505 | 0.5075 | 0.50775 | 0.5075 | 0.50775 | 0.5075 | 0.0069816 | 0.0069781 | 0.665 | 0.5125 | 0.5125 | 0.5125 | 0.5125 | 0.010506 | 0.5525 | 0.03132 | 0.038604 | 0.013612 | 0.0027875 | 0.0069317 | 0.0082261 | 0.00050681 | 0.0022757 | 0.00050681 | 0.0074473 | 0.00050681 | 0.00099925 | 0.00051366 | 0.038113 | 0.032897 | 0.0070628 | 0.0070628 | 0.46928 | 0.46824 | 0 | 0.027315 | 0.03139 | 0.031143 | 0.019684 | 0.0098657 | 0.013686 | 0.0083998 | 0.0087745 | 0.010514 | 0.0076879 | 0.0050681 | 0.0050681 | 0.0050681 | 0.5075 | 0.50775 | 0.5075 | 0.50775 | 0.5075 | 0.015334 | 0.014841 | 0.0090606 | 0.068637 | 0.0069828 | 0.0069828 | 0.053984 | 0.024975 | 0.13771 | 0.03132 | 0.038604 | 0.013612 | 0.0027875 | 0.0069317 | 0.0082261 | 0.00050681 | 0.0022757 | 0.00050681 | 0.0074473 | 0.00050681 | 0.00099925 | 0.028077 | 0.034483 | 0.032897 | 0.032037 | 0.018784 | 0.026433 | 0.026433 | 0 | 0.027231 | 0.03139 | 0.031143 | 0.019684 | 0.0098657 | 0.013686 | 0.0083998 | 0.0087745 | 0.010514 | 0.0076879 | 0.0050681 | 0.0050681 | 0.0050681 | 0.0069147 | 0.0069181 | 0.0069147 | 0.0069181 | 0.0069147 | 0.015235 | 0.014748 | 0.0090606 | 0.067402 | 0.0069828 | 0.0069828 | 0.052723 | 0.024975 | 0.13614 | 0.029771 | 0.067841 | 0.013605 | 0.0054261 | 0.017239 | 0.20339 | 0.00098657 | 0.0039804 | 0.00098657 | 0.091392 | 0.00098657 | 0.00099901 | 0.027284 | 0.041619 | 0.032341 | 0.013385 | 0.013385 | 0.013548 | 0.013548 | 0 | 0.02727 | 0.055539 | 0.055079 | 0.019516 | 0.0098657 | 0.020879 | 0.22838 | 0.28226 | 0.53247 | 0.12599 | 0.0098657 | 0.0098657 | 0.0098657 | 0.029196 | 0.029942 | 0.029196 | 0.029942 | 0.029196 | 0.015281 | 0.014791 | 0.32341 | 0.09153 | 0.024587 | 0.024587 | 0.066501 | 0.024963 | 0.14943 | 0.029771 | 0.067841 | 0.013605 | 0.0054261 | 0.017239 | 0.20339 | 0.00098657 | 0.0034716 | 0.00098657 | 0.091392 | 0.00098657 | 0.00099901 | 0.028776 | 0.034946 | 0.032341 | 0.056333 | 0.028504 | 0.040697 | 0.040697 | 0 | 0.027161 | 0.055539 | 0.055079 | 0.019516 | 0.0098657 | 0.020879 | 0.22838 | 0.28226 | 0.53247 | 0.12599 | 0.0098657 | 0.0098657 | 0.0098657 | 0.014789 | 0.015279 | 0.014789 | 0.015279 | 0.014789 | 0.015154 | 0.014671 | 0.32341 | 0.089371 | 0.024587 | 0.024587 | 0.064239 | 0.024963 | 0.14662 | 0.091897 | 0.030575
4: Change in mooring profile | 0.029769 | 0.067869 | 0.013605 | 0.0054286 | 0.017248 | 0.20358 | 0.00098702 | 0.0039836 | 0.00098702 | 0.091472 | 0.00098702 | 0.00099901 | 0.027284 | 0.047528 | 0.032341 | 0.025639 | 0.013385 | 0.013574 | 0.013574 | 0 | 0.02727 | 0.055562 | 0.055102 | 0.019516 | 0.0098657 | 0.020886 | 0.22859 | 0.28252 | 0.53297 | 0.1261 | 0.0098702 | 0.0098702 | 0.0098702 | 0.02874 | 0.029487 | 0.02874 | 0.029487 | 0.02874 | 0.015281 | 0.014791 | 0.32371 | 0.093461 | 0.024604 | 0.024604 | 0.068514 | 0.024963 | 0.15192 | 0.038809 | 0.018532 | 0.013612 | 0.0054612 | 0.019286 | 0.22131 | 0.00050688 | 0.00099925 | 0.00099294 | 0.0075156 | 0.00095035 | 0.00099903 | 0.0070628 | 0.037821 | 0.033101 | 0.0069695 | 0.0069695 | 0.013609 | 0.013548 | 0 | 0.027316 | 0.022548 | 0.022548 | 0.019514 | 0.0098657 | 0.021944 | 0.2313 | 0.2859 | 0.5394 | 0.12756 | 0.01354 | 0.01354 | 0.0099294 | 0.02058 | 0.024609 | 0.02058 | 0.021149 | 0.02058 | 0.015335 | 0.014842 | 0.32759 | 0.060511 | 0.024821 | 0.024821 | 0.049815 | 0.036707 | 0.1339 | 0.038078 | 0.014255 | 0.012671 | 0.0054612 | 0.097122 | 0.44198 | 0.072241 | 0.00050688 | 0.0012787 | 0.54659 | 0.0037305 | 0.00099764 | 0.51366 | 0.0071085 | 0.031081 | 0.0069781 | 0.50688 | 0.0069781 | 0.0069781 | 0 | 0.023708 | 0.11028 | 0.11028 | 0.051835 | 0.0098702 | 0.055498 | 0.2313 | 0.2859 | 0.5394 | 0.12756 | 0.24776 | 0.24776 | 0.0099294 | 0.33543 | 0.0069816 | 0.33543 | 0.33813 | 0.0069781 | 0.01113 | 0.010883 | 0.33947 | 0.024493 | 0.028315 | 0.028315 | 0.024493 | 0.080616 | 0.10262 | 0.025187 | 0.010659 | 0.00050681 | 0.022864 | 0.50875 | 0.60375 | 0.00050688 | 0.0005005 | 0.0044071 | 0.0075156 | 0.00054659 | 0.00099923 | 0.0070628 | 0.51698 | 0.021873 | 0.0069695 | 0.0069695 | 0.013609 | 0.40861 | 0 | 0.027316 | 0.51025 | 0.51025 | 0.37714 | 0.0099294 | 0.22307 | 0.24129 | 0.2968 | 0.55457 | 0.13581 | 0.062136 | 0.062136 | 0.010746 | 0.28557 | 0.50775 | 0.28557 | 0.29498 | 0.5075 | 0.015335 | 0.014842 | 0.62755 | 0.44068 | 0.44131 | 0.44131 | 0.36486 | 0.27401 | 0.44721 | 0.39259 | 0.50975 | 0.00050681 | 0.0027775 | 0.50875 | 0.60375 | 0.1411 | 0.19583 | 0.000505 | 0.54659 | 0.5005 | 0.00074975 | 0.0070628 | 0.0071085 | 0.010598 | 1 | 0.0069695 | 0.50688 | 0.0069816 | 0 | 0.50687 | 0.010598 | 0.010598 | 0.51 | 0.0099294 | 0.0060375 | 0.0033908 | 0.003542 | 0.0042443 | 0.0031034 | 0.0050688 | 0.0050688 | 0.0027775 | 0.5075 | 0.0069816 | 0.5075 | 0.50775 | 0.0069781 | 0.0069816 | 0.0069781 | 0.022589 | 0.012925 | 0.012925 | 0.012925 | 0.012925 | 0.010506 | 0.018767 | 0.025187 | 0.010659 | 0.00050681 | 0.022864 | 0.50875 | 0.60375 | 0.00051025 | 0.0005005 | 0.0044071 | 0.0075156 | 0.00054659 | 0.00099923 | 0.0070628 | 0.51698 | 0.021873 | 0.0069695 | 0.0069695 | 0.013609 | 0.40861 | 0 | 0.027316 | 0.51025 | 0.51025 | 0.37714 | 0.0099294 | 0.22307 | 0.24129 | 0.2968 | 0.55457 | 0.13581 | 0.062136 | 0.062136 | 0.010746 | 0.28557 | 0.50775 | 0.28557 | 0.29498 | 0.5075 | 0.015335 | 0.014842 | 0.62755 | 0.44068 | 0.44131 | 0.44131 | 0.36486 | 0.27401 | 0.44721 | 0.038078 | 0.014255 | 0.012671 | 0.0054612 | 0.097122 | 0.44198 | 0.072241 | 0.00050688 | 0.0012787 | 0.54659 | 0.0037305 | 0.00099764 | 0.51366 | 0.0071085 | 0.031081 | 0.0069781 | 0.50688 | 0.0069781 | 0.0069781 | 0 | 0.023708 | 0.11028 | 0.11028 | 0.051835 | 0.0098702 | 0.055498 | 0.2313 | 0.2859 | 0.5394 | 0.12756 | 0.24776 | 0.24776 | 0.0099294 | 0.33543 | 0.0069816 | 0.33543 | 0.33813 | 0.0069781 | 0.01113 | 0.010883 | 0.33947 | 0.024493 | 0.028315 | 0.028315 | 0.024493 | 0.080616 | 0.10262 | 0.03889 | 0.018532 | 0.013612 | 0.0054612 | 0.019602 | 0.22225 | 0.00050688 | 0.00099925 | 0.00099294 | 0.0075156 | 0.0011109 | 0.00099895 | 0.0070628 | 0.037821 | 0.033101 | 0.0069695 | 0.0069695 | 0.013609 | 0.013548 | 0 | 0.027316 | 0.022548 | 0.022548 | 0.019514 | 0.0098657 | 0.022072 | 0.2313 | 0.2859 | 0.5394 | 0.12756 | 0.013781 | 0.013781 | 0.0099294 | 0.020892 | 0.024922 | 0.020892 | 0.021464 | 0.020892 | 0.015335 | 0.014842 | 0.32759 | 0.060511 | 0.024821 | 0.024821 | 0.049815 | 0.036783 | 0.1339 | 0.029769 | 0.067869 | 0.013605 | 0.0054286 | 0.017248 | 0.20358 | 0.00098702 | 0.0039836 | 0.00098702 | 0.091472 | 0.00098702 | 0.00099901 | 0.027284 | 0.047528 | 0.032341 | 0.025639 | 0.013385 | 0.013574 | 0.013574 | 0 | 0.02727 | 0.055562 | 0.055102 | 0.019516 | 0.0098657 | 0.020886 | 0.22859 | 0.28252 | 0.53297 | 0.1261 | 0.0098702 | 0.0098702 | 0.0098702 | 0.02874 | 0.029487 | 0.02874 | 0.029487 | 0.02874 | 0.015281 | 0.014791 | 0.32371 | 0.093461 | 0.024604 | 0.024604 | 0.068514 | 0.024963 | 0.15192 | 0.029771 | 0.067841 | 0.013605 | 0.0054261 | 0.017239 | 0.20339 | 0.00098657 | 0.0039804 | 0.00098657 | 0.091392 | 0.00098657 | 0.00099901 | 0.048124 | 0.041697 | 0.032341 | 0.013548 | 0.04807 | 0.013548 | 0.013548 | 0 | 0.02702 | 0.055539 | 0.055079 | 0.019516 | 0.0098657 | 0.020879 | 0.22838 | 0.28226 | 0.53247 | 0.12599 | 0.0098657 | 0.0098657 | 0.0098657 | 0.014789 | 0.015279 | 0.014789 | 0.015279 | 0.014789 | 0.014989 | 0.014516 | 0.32341 | 0.091555 | 0.024587 | 0.024587 | 0.066527 | 0.024963 | 0.14946 | 0.11454 | 0.064405
4: Excess mooring loads | 0.029769 | 0.067869 | 0.013605 | 0.0054286 | 0.017248 | 0.20358 | 0.00098702 | 0.0039836 | 0.00098702 | 0.091472 | 0.00098702 | 0.00099901 | 0.027284 | 0.047528 | 0.032341 | 0.025639 | 0.013385 | 0.013574 | 0.013574 | 0 | 0.02727 | 0.055562 | 0.055102 | 0.019516 | 0.0098657 | 0.020886 | 0.22859 | 0.28252 | 0.53297 | 0.1261 | 0.0098702 | 0.0098702 | 0.0098702 | 0.02874 | 0.029487 | 0.02874 | 0.029487 | 0.02874 | 0.015281 | 0.014791 | 0.32371 | 0.093461 | 0.024604 | 0.024604 | 0.068514 | 0.024963 | 0.15192 | 0.029238 | 0.018532 | 0.013612 | 0.014784 | 0.019286 | 0.22131 | 0.00050688 | 0.00099925 | 0.0031893 | 0.0075156 | 0.00095035 | 0.00099903 | 0.0070628 | 0.037821 | 0.033101 | 0.0069695 | 0.0069695 | 0.013609 | 0.071994 | 0 | 0.027316 | 0.022548 | 0.022548 | 0.097014 | 0.0098657 | 0.021944 | 0.25411 | 0.30867 | 0.56199 | 0.15045 | 0.01354 | 0.01354 | 0.020449 | 0.02058 | 0.024609 | 0.02058 | 0.021149 | 0.02058 | 0.015335 | 0.014842 | 0.3757 | 0.060511 | 0.073419 | 0.073419 | 0.049815 | 0.036707 | 0.1339 | 0.063883 | 0.014255 | 0.012671 | 0.0027875 | 0.50875 | 0.60375 | 0.072241 | 0.00050688 | 0.03745 | 0.54659 | 0.054649 | 0.00097223 | 0.51366 | 0.0071085 | 0.031081 | 0.0069781 | 0.50688 | 0.0069781 | 0.0069781 | 0 | 0.023708 | 0.11028 | 0.11028 | 0.24851 | 0.0098702 | 0.22307 | 0.0083998 | 0.0087745 | 0.010514 | 0.0076879 | 0.47986 | 0.47986 | 0.0050681 | 0.5075 | 0.0069816 | 0.5075 | 0.50775 | 0.0069781 | 0.01113 | 0.010883 | 0.665 | 0.024493 | 0.5125 | 0.5125 | 0.024493 | 0.10269 | 0.10262 | 0.058565 | 0.018532 | 0.013612 | 0.0027875 | 0.50875 | 0.60375 | 0.00050688 | 0.00099925 | 0.00050681 | 0.0075156 | 0.039206 | 0.00097994 | 0.00051366 | 0.037821 | 0.033101 | 0.0069695 | 0.0069695 | 0.013609 | 0.471 | 0 | 0.027316 | 0.022548 | 0.022548 | 0.019684 | 0.0098657 | 0.22307 | 0.0083998 | 0.0087745 | 0.010514 | 0.0076879 | 0.39419 | 0.39419 | 0.0050681 | 0.5075 | 0.50775 | 0.5075 | 0.50775 | 0.5075 | 0.015335 | 0.014842 | 0.0090606 | 0.060511 | 0.0069828 | 0.0069828 | 0.049815 | 0.054926 | 0.1339 | 0.50975 | 0.50975 | 0.00050681 | 0.0027775 | 0.50875 | 0.60375 | 0.00050688 | 0.19583 | 0.000505 | 0.0075156 | 0.5005 | 0.0005005 | 0.0070628 | 0.0071085 | 0.0071085 | 0.0069695 | 1 | 0.0069695 | 0.50687 | 0 | 0.50687 | 0.51025 | 0.51025 | 0.51 | 0.0050681 | 0.47823 | 0.0033908 | 0.003542 | 0.0042443 | 0.0031034 | 0.0050688 | 0.0050688 | 0.0027775 | 0.0069781 | 0.0069816 | 0.0069781 | 0.0069816 | 0.0069781 | 0.0069816 | 0.0069781 | 0.665 | 0.012925 | 0.5125 | 0.5125 | 0.012925 | 0.5125 | 0.018767 | 0.058565 | 0.018532 | 0.013612 | 0.0027875 | 0.50875 | 0.60375 | 0.00050688 | 0.00099925 | 0.00050681 | 0.0075156 | 0.039206 | 0.00097994 | 0.00051366 | 0.037821 | 0.033101 | 0.0069695 | 0.0069695 | 0.013609 | 0.471 | 0 | 0.027316 | 0.022548 | 0.022548 | 0.019684 | 0.0098657 | 0.22307 | 0.0083998 | 0.0087745 | 0.010514 | 0.0076879 | 0.39419 | 0.39419 | 0.0050681 | 0.5075 | 0.50775 | 0.5075 | 0.50775 | 0.5075 | 0.015335 | 0.014842 | 0.0090606 | 0.060511 | 0.0069828 | 0.0069828 | 0.049815 | 0.054926 | 0.1339 | 0.063883 | 0.014255 | 0.012671 | 0.0027875 | 0.50875 | 0.60375 | 0.072241 | 0.00050688 | 0.03745 | 0.54659 | 0.054649 | 0.00097223 | 0.51366 | 0.0071085 | 0.031081 | 0.0069781 | 0.50688 | 0.0069781 | 0.0069781 | 0 | 0.023708 | 0.11028 | 0.11028 | 0.24851 | 0.0098702 | 0.22307 | 0.0083998 | 0.0087745 | 0.010514 | 0.0076879 | 0.47986 | 0.47986 | 0.0050681 | 0.5075 | 0.0069816 | 0.5075 | 0.50775 | 0.0069781 | 0.01113 | 0.010883 | 0.665 | 0.024493 | 0.5125 | 0.5125 | 0.024493 | 0.10269 | 0.10262 | 0.029238 | 0.018532 | 0.013612 | 0.014784 | 0.019286 | 0.22131 | 0.00050688 | 0.00099925 | 0.0031893 | 0.0075156 | 0.00095035 | 0.00099903 | 0.0070628 | 0.037821 | 0.033101 | 0.0069695 | 0.0069695 | 0.013609 | 0.071994 | 0 | 0.027316 | 0.022548 | 0.022548 | 0.097014 | 0.0098657 | 0.021944 | 0.25411 | 0.30867 | 0.56199 | 0.15045 | 0.01354 | 0.01354 | 0.020449 | 0.02058 | 0.024609 | 0.02058 | 0.021149 | 0.02058 | 0.015335 | 0.014842 | 0.3757 | 0.060511 | 0.073419 | 0.073419 | 0.049815 | 0.036707 | 0.1339 | 0.029769 | 0.067869 | 0.013605 | 0.0054286 | 0.017248 | 0.20358 | 0.00098702 | 0.0039836 | 0.00098702 | 0.091472 | 0.00098702 | 0.00099901 | 0.027284 | 0.047528 | 0.032341 | 0.025639 | 0.013385 | 0.013574 | 0.013574 | 0 | 0.02727 | 0.055562 | 0.055102 | 0.019516 | 0.0098657 | 0.020886 | 0.22859 | 0.28252 | 0.53297 | 0.1261 | 0.0098702 | 0.0098702 | 0.0098702 | 0.02874 | 0.029487 | 0.02874 | 0.029487 | 0.02874 | 0.015281 | 0.014791 | 0.32371 | 0.093461 | 0.024604 | 0.024604 | 0.068514 | 0.024963 | 0.15192 | 0.029771 | 0.067841 | 0.013605 | 0.0054261 | 0.017239 | 0.20339 | 0.00098657 | 0.0039804 | 0.00098657 | 0.091392 | 0.00098657 | 0.00099901 | 0.048124 | 0.041697 | 0.032341 | 0.013548 | 0.04807 | 0.013548 | 0.013548 | 0 | 0.02702 | 0.055539 | 0.055079 | 0.019516 | 0.0098657 | 0.020879 | 0.22838 | 0.28226 | 0.53247 | 0.12599 | 0.0098657 | 0.0098657 | 0.0098657 | 0.014789 | 0.015279 | 0.014789 | 0.015279 | 0.014789 | 0.014989 | 0.014516 | 0.32341 | 0.091555 | 0.024587 | 0.024587 | 0.066527 | 0.024963 | 0.14946 | 0.1106 | 0.10075
4: Mooring line nonfunctional | 0.02975 | 0.068236 | 0.013605 | 0.0054612 | 0.017375 | 0.20599 | 0.00099294 | 0.0034875 | 0.00099294 | 0.092507 | 0.00099294 | 0.000999 | 0.028297 | 0.034952 | 0.032334 | 0.056649 | 0.028632 | 0.040884 | 0.040884 | 0 | 0.02716 | 0.055862 | 0.055399 | 0.019514 | 0.0098657 | 0.020978 | 0.2313 | 0.2859 | 0.5394 | 0.12756 | 0.0099294 | 0.0099294 | 0.0099294 | 0.014894 | 0.01539 | 0.014894 | 0.01539 | 0.014894 | 0.015153 | 0.01467 | 0.32759 | 0.089661 | 0.024821 | 0.024821 | 0.064393 | 0.024963 | 0.14676 | 0.02975 | 0.068236 | 0.013605 | 0.0054612 | 0.017375 | 0.20599 | 0.00099294 | 0.0039963 | 0.00099294 | 0.092507 | 0.00099294 | 0.000999 | 0.00051366 | 0.041709 | 0.032334 | 0.013559 | 0.013559 | 0.013548 | 0.013548 | 0 | 0.027268 | 0.055862 | 0.055399 | 0.019514 | 0.0098657 | 0.020978 | 0.2313 | 0.2859 | 0.5394 | 0.12756 | 0.0099294 | 0.0099294 | 0.0099294 | 0.015651 | 0.016164 | 0.015651 | 0.016164 | 0.015651 | 0.015279 | 0.01479 | 0.32759 | 0.091845 | 0.024821 | 0.024821 | 0.066682 | 0.024963 | 0.1496 | 0.03132 | 0.50975 | 0.00050681 | 0.0027875 | 0.0069317 | 0.0082261 | 0.00050681 | 0.5005 | 0.00050681 | 0.0074473 | 0.00050681 | 0.00099925 | 0.51366 | 0.51698 | 0.021873 | 0.50688 | 0.50687 | 0.026433 | 0.026433 | 0 | 0.023708 | 0.51025 | 0.51025 | 0.019684 | 0.0099294 | 0.47823 | 0.0083998 | 0.0087745 | 0.010514 | 0.0076879 | 0.0050681 | 0.0050681 | 0.0050681 | 0.0069147 | 0.0069181 | 0.0069147 | 0.0069181 | 0.0069147 | 0.01113 | 0.010883 | 0.0090606 | 0.44068 | 0.0069828 | 0.0069828 | 0.36486 | 0.024975 | 0.44721 | 0.03132 | 0.50975 | 0.00050681 | 0.0027875 | 0.0069317 | 0.0082261 | 0.00050681 | 0.5005 | 0.00050681 | 0.0074473 | 0.00050681 | 0.00099925 | 0.00051366 | 0.51698 | 0.021873 | 0.0070628 | 0.0070628 | 0.46928 | 0.46824 | 0 | 0.027315 | 0.51025 | 0.51025 | 0.019684 | 0.0099294 | 0.47823 | 0.0083998 | 0.0087745 | 0.010514 | 0.0076879 | 0.0050681 | 0.0050681 | 0.0050681 | 0.5075 | 0.50775 | 0.5075 | 0.50775 | 0.5075 | 0.015334 | 0.014841 | 0.0090606 | 0.44068 | 0.0069828 | 0.0069828 | 0.36486 | 0.024975 | 0.44721 | 0.50975 | 0.010659 | 0.00050681 | 0.50275 | 0.50875 | 0.60375 | 0.00050688 | 0.00050688 | 0.0005005 | 0.0075156 | 0.00054659 | 0.0005005 | 0.51366 | 0.51698 | 0.010598 | 0.0069695 | 0.50687 | 1 | 0.0069816 | 0 | 0.020137 | 0.51025 | 0.51025 | 0.44761 | 0.0050681 | 0.47823 | 0.6165 | 0.644 | 0.77169 | 0.56425 | 0.0054659 | 0.0054659 | 0.505 | 0.5075 | 0.0069816 | 0.5075 | 0.50775 | 0.0069781 | 0.0069816 | 0.0069781 | 0.665 | 0.5125 | 0.5125 | 0.5125 | 0.5125 | 0.5125 | 0.5525 | 0.03132 | 0.50975 | 0.00050681 | 0.0027875 | 0.0069317 | 0.0082261 | 0.00050681 | 0.5005 | 0.00050681 | 0.0074473 | 0.00050681 | 0.00099925 | 0.00051366 | 0.51698 | 0.021873 | 0.0070628 | 0.0070628 | 0.46928 | 0.46824 | 0 | 0.027315 | 0.51025 | 0.51025 | 0.019684 | 0.0099294 | 0.47823 | 0.0083998 | 0.0087745 | 0.010514 | 0.0076879 | 0.0050681 | 0.0050681 | 0.0050681 | 0.5075 | 0.50775 | 0.5075 | 0.50775 | 0.5075 | 0.015334 | 0.014841 | 0.0090606 | 0.44068 | 0.0069828 | 0.0069828 | 0.36486 | 0.024975 | 0.44721 | 0.03132 | 0.50975 | 0.00050681 | 0.0027875 | 0.0069317 | 0.0082261 | 0.00050681 | 0.5005 | 0.00050681 | 0.0074473 | 0.00050681 | 0.00099925 | 0.51366 | 0.51698 | 0.021873 | 0.50688 | 0.50687 | 0.026433 | 0.026433 | 0 | 0.023708 | 0.51025 | 0.51025 | 0.019684 | 0.0099294 | 0.47823 | 0.0083998 | 0.0087745 | 0.010514 | 0.0076879 | 0.0050681 | 0.0050681 | 0.0050681 | 0.0069147 | 0.0069181 | 0.0069147 | 0.0069181 | 0.0069147 | 0.01113 | 0.010883 | 0.0090606 | 0.44068 | 0.0069828 | 0.0069828 | 0.36486 | 0.024975 | 0.44721 | 0.02975 | 0.068236 | 0.013605 | 0.0054612 | 0.017375 | 0.20599 | 0.00099294 | 0.0039963 | 0.00099294 | 0.092507 | 0.00099294 | 0.000999 | 0.00051366 | 0.041709 | 0.032334 | 0.013559 | 0.013559 | 0.013548 | 0.013548 | 0 | 0.027268 | 0.055862 | 0.055399 | 0.019514 | 0.0098657 | 0.020978 | 0.2313 | 0.2859 | 0.5394 | 0.12756 | 0.0099294 | 0.0099294 | 0.0099294 | 0.015651 | 0.016164 | 0.015651 | 0.016164 | 0.015651 | 0.015279 | 0.01479 | 0.32759 | 0.091845 | 0.024821 | 0.024821 | 0.066682 | 0.024963 | 0.1496 | 0.02975 | 0.068236 | 0.013605 | 0.0054612 | 0.017375 | 0.20599 | 0.00099294 | 0.0034875 | 0.00099294 | 0.092507 | 0.00099294 | 0.000999 | 0.028786 | 0.034952 | 0.032334 | 0.056649 | 0.028632 | 0.040884 | 0.040884 | 0 | 0.02716 | 0.055862 | 0.055399 | 0.019514 | 0.0098657 | 0.020978 | 0.2313 | 0.2859 | 0.5394 | 0.12756 | 0.0099294 | 0.0099294 | 0.0099294 | 0.014894 | 0.01539 | 0.014894 | 0.01539 | 0.014894 | 0.015153 | 0.01467 | 0.32759 | 0.089661 | 0.024821 | 0.024821 | 0.064393 | 0.024963 | 0.14676 | 0.029771 | 0.067841 | 0.013605 | 0.0054261 | 0.017239 | 0.20339 | 0.00098657 | 0.0039804 | 0.00098657 | 0.091392 | 0.00098657 | 0.00099901 | 0.027271 | 0.041619 | 0.032341 | 0.013385 | 0.013385 | 0.013548 | 0.013548 | 0 | 0.02727 | 0.055539 | 0.055079 | 0.019516 | 0.0098657 | 0.020879 | 0.22838 | 0.28227 | 0.53247 | 0.12599 | 0.0098657 | 0.0098657 | 0.0098657 | 0.029189 | 0.029936 | 0.029189 | 0.029936 | 0.029189 | 0.015281 | 0.014791 | 0.32342 | 0.09153 | 0.024587 | 0.024587 | 0.066501 | 0.024963 | 0.14943 | 0.12291 | 0.060651
4: Shared line nonfunctional | 0.039034 | 0.017866 | 0.013605 | 0.0054261 | 0.033259 | 0.25924 | 0.00098651 | 0.00099901 | 0.00098657 | 0.091388 | 0.0020441 | 0.00099848 | 0.027284 | 0.041232 | 0.032905 | 0.013565 | 0.013565 | 0.027243 | 0.013548 | 0 | 0.027268 | 0.031056 | 0.031056 | 0.019516 | 0.0098657 | 0.027585 | 0.22838 | 0.28226 | 0.53247 | 0.12599 | 0.025477 | 0.025477 | 0.0098657 | 0.035786 | 0.043025 | 0.035786 | 0.036529 | 0.035786 | 0.015279 | 0.014789 | 0.32341 | 0.069505 | 0.024587 | 0.024587 | 0.055027 | 0.041365 | 0.13901 | 0.03132 | 0.038604 | 0.013612 | 0.0027875 | 0.0069317 | 0.0082261 | 0.00050681 | 0.0027793 | 0.00050681 | 0.0074473 | 0.00050681 | 0.00099925 | 0.041461 | 0.041266 | 0.032897 | 0.0136 | 0.032124 | 0.0136 | 0.0136 | 0 | 0.027135 | 0.03139 | 0.031143 | 0.019684 | 0.0098657 | 0.013686 | 0.0083998 | 0.0087745 | 0.010514 | 0.0076879 | 0.0050681 | 0.0050681 | 0.0050681 | 0.0069147 | 0.0069181 | 0.0069147 | 0.0069181 | 0.0069147 | 0.015123 | 0.014642 | 0.0090606 | 0.069709 | 0.0069828 | 0.0069828 | 0.05508 | 0.024975 | 0.13907 | 0.03132 | 0.038604 | 0.013612 | 0.0027875 | 0.0069317 | 0.0082261 | 0.00050681 | 0.0027793 | 0.00050681 | 0.0074473 | 0.00050681 | 0.00099925 | 0.00051366 | 0.038113 | 0.032897 | 0.0070628 | 0.0070628 | 0.0136 | 0.0136 | 0 | 0.027315 | 0.03139 | 0.031143 | 0.019684 | 0.0098657 | 0.013686 | 0.0083998 | 0.0087745 | 0.010514 | 0.0076879 | 0.0050681 | 0.0050681 | 0.0050681 | 0.5075 | 0.50775 | 0.5075 | 0.50775 | 0.5075 | 0.015334 | 0.014841 | 0.0090606 | 0.068637 | 0.0069828 | 0.0069828 | 0.053984 | 0.024975 | 0.13771 | 0.50975 | 0.010659 | 0.00050681 | 0.50275 | 0.50875 | 0.60375 | 0.00050688 | 0.0005005 | 0.5005 | 0.0075156 | 0.00054659 | 0.0005005 | 0.0070628 | 0.51698 | 0.010598 | 0.0069695 | 0.0069695 | 0.0069695 | 0.47045 | 0 | 0.020137 | 0.51025 | 0.51025 | 0.44761 | 0.0050681 | 0.47823 | 0.6165 | 0.644 | 0.77169 | 0.56425 | 0.505 | 0.505 | 0.505 | 0.5075 | 0.50775 | 0.5075 | 0.50775 | 0.5075 | 0.0069816 | 0.0069781 | 0.665 | 0.5125 | 0.5125 | 0.5125 | 0.5125 | 0.5125 | 0.5525 | 0.50975 | 0.010659 | 0.00050681 | 0.50275 | 0.50875 | 0.60375 | 0.00050688 | 0.0005005 | 0.5005 | 0.0075156 | 0.00054659 | 0.0005005 | 0.0070628 | 0.51698 | 0.010598 | 0.0069695 | 0.0069695 | 0.0069695 | 1 | 0 | 0.020137 | 0.51025 | 0.51025 | 0.44761 | 0.0050681 | 0.47823 | 0.6165 | 0.644 | 0.77169 | 0.56425 | 0.505 | 0.505 | 0.505 | 0.5075 | 0.50775 | 0.5075 | 0.50775 | 0.5075 | 0.0069816 | 0.0069781 | 0.665 | 0.5125 | 0.5125 | 0.5125 | 0.5125 | 0.5125 | 0.5525 | 0.025187 | 0.010659 | 0.00050681 | 0.45337 | 0.50875 | 0.60375 | 0.00050688 | 0.0005005 | 0.5005 | 0.0075156 | 0.00054659 | 0.00099923 | 0.0070628 | 0.51698 | 0.010598 | 0.0069695 | 0.0069695 | 0.0069695 | 0.47045 | 0 | 0.020137 | 0.51025 | 0.51025 | 0.44761 | 0.0050681 | 0.47823 | 0.6165 | 0.644 | 0.77169 | 0.56425 | 0.505 | 0.505 | 0.505 | 0.5075 | 0.50775 | 0.5075 | 0.50775 | 0.5075 | 0.0069816 | 0.0069781 | 0.665 | 0.5125 | 0.5125 | 0.5125 | 0.5125 | 0.5125 | 0.5525 | 0.03132 | 0.038604 | 0.013612 | 0.0027875 | 0.0069317 | 0.0082261 | 0.00050681 | 0.0027793 | 0.00050681 | 0.0074473 | 0.00050681 | 0.00099925 | 0.00051366 | 0.038113 | 0.032897 | 0.0070628 | 0.0070628 | 0.0136 | 0.0136 | 0 | 0.027315 | 0.03139 | 0.031143 | 0.019684 | 0.0098657 | 0.013686 | 0.0083998 | 0.0087745 | 0.010514 | 0.0076879 | 0.0050681 | 0.0050681 | 0.0050681 | 0.5075 | 0.50775 | 0.5075 | 0.50775 | 0.5075 | 0.015334 | 0.014841 | 0.0090606 | 0.068637 | 0.0069828 | 0.0069828 | 0.053984 | 0.024975 | 0.13771 | 0.03132 | 0.038604 | 0.013612 | 0.0027875 | 0.0069317 | 0.0082261 | 0.00050681 | 0.0027793 | 0.00050681 | 0.0074473 | 0.00050681 | 0.00099925 | 0.041461 | 0.041266 | 0.032897 | 0.0136 | 0.032124 | 0.0136 | 0.0136 | 0 | 0.027135 | 0.03139 | 0.031143 | 0.019684 | 0.0098657 | 0.013686 | 0.0083998 | 0.0087745 | 0.010514 | 0.0076879 | 0.0050681 | 0.0050681 | 0.0050681 | 0.0069147 | 0.0069181 | 0.0069147 | 0.0069181 | 0.0069147 | 0.015123 | 0.014642 | 0.0090606 | 0.069709 | 0.0069828 | 0.0069828 | 0.05508 | 0.024975 | 0.13907 | 0.039034 | 0.017866 | 0.013605 | 0.0054261 | 0.033259 | 0.25924 | 0.00098651 | 0.00099901 | 0.00098657 | 0.091388 | 0.0020441 | 0.00099848 | 0.027284 | 0.041232 | 0.032905 | 0.013565 | 0.013565 | 0.027243 | 0.013548 | 0 | 0.027268 | 0.031056 | 0.031056 | 0.019516 | 0.0098657 | 0.027585 | 0.22838 | 0.28226 | 0.53247 | 0.12599 | 0.025477 | 0.025477 | 0.0098657 | 0.035786 | 0.043025 | 0.035786 | 0.036529 | 0.035786 | 0.015279 | 0.014789 | 0.32341 | 0.069505 | 0.024587 | 0.024587 | 0.055027 | 0.041365 | 0.13901 | 0.029771 | 0.067841 | 0.013605 | 0.0054261 | 0.017239 | 0.20339 | 0.00098657 | 0.0034716 | 0.00098657 | 0.091392 | 0.00098657 | 0.00099901 | 0.027271 | 0.034946 | 0.032341 | 0.063794 | 0.035999 | 0.040697 | 0.040697 | 0 | 0.027107 | 0.055539 | 0.055079 | 0.019516 | 0.0098657 | 0.020879 | 0.22838 | 0.28226 | 0.53247 | 0.12599 | 0.0098657 | 0.0098657 | 0.0098657 | 0.014789 | 0.015279 | 0.014789 | 0.015279 | 0.014789 | 0.015091 | 0.014612 | 0.32341 | 0.089371 | 0.024587 | 0.024587 | 0.064239 | 0.024963 | 0.14662 | 0.13887 | 0.11686
4: Excess Anchor Loads | 0 | 0 | 0 | 0 | 0 | 0 | 0 | 0 | 0 | 0 | 0 | 0 | 0 | 0 | 0 | 0 | 0 | 0 | 0 | 0 | 0 | 0 | 0 | 0 | 0 | 0 | 0 | 0 | 0 | 0 | 0 | 0 | 0 | 0 | 0 | 0 | 0 | 0 | 0 | 0 | 0 | 0 | 0 | 0 | 0 | 0 | 0 | 0 | 0 | 0 | 0 | 0 | 0 | 0 | 0 | 0 | 0 | 0 | 0 | 0 | 0 | 0 | 0 | 0 | 0 | 0 | 0 | 0 | 0 | 0 | 0 | 0 | 0 | 0 | 0 | 0 | 0 | 0 | 0 | 0 | 0 | 0 | 0 | 0 | 0 | 0 | 0 | 0 | 0 | 0 | 0 | 0 | 0 | 0 | 0 | 0 | 0 | 0 | 0 | 0 | 0 | 0 | 0 | 0 | 0 | 0 | 0 | 0 | 0 | 0 | 0 | 0 | 0 | 0 | 0 | 0 | 0 | 0 | 0 | 0 | 0 | 0 | 0 | 0 | 0 | 0 | 0 | 0 | 0 | 0 | 0 | 0 | 0 | 0 | 0 | 0 | 0 | 0 | 0 | 0 | 0 | 0 | 0 | 0 | 0 | 0 | 0 | 0 | 0 | 0 | 0 | 0 | 0 | 0 | 0 | 0 | 0 | 0 | 0 | 0 | 0 | 0 | 0 | 0 | 0 | 0 | 0 | 0 | 0 | 0 | 0 | 0 | 0 | 0 | 0 | 0 | 0 | 0 | 0 | 0 | 0 | 0 | 0 | 0 | 0 | 0 | 0 | 0 | 0 | 0 | 0 | 0 | 0 | 0 | 0 | 0 | 0 | 0 | 0 | 0 | 0 | 0 | 0 | 0 | 0 | 0 | 0 | 1 | 0 | 0 | 0 | 0 | 0 | 0 | 0 | 0 | 0 | 0 | 0 | 0 | 0 | 0 | 0 | 0 | 0 | 0 | 0 | 0 | 0 | 0 | 0 | 0 | 0 | 0 | 0 | 0 | 0 | 0 | 0 | 0 | 0 | 0 | 0 | 0 | 0 | 0 | 0 | 0 | 0 | 0 | 0 | 0 | 0 | 0 | 0 | 0 | 0 | 0 | 0 | 0 | 0 | 0 | 0 | 0 | 0 | 0 | 0 | 0 | 0 | 0 | 0 | 0 | 0 | 0 | 0 | 0 | 0 | 0 | 0 | 0 | 0 | 0 | 0 | 0 | 0 | 0 | 0 | 0 | 0 | 0 | 0 | 0 | 0 | 0 | 0 | 0 | 0 | 0 | 0 | 0 | 0 | 0 | 0 | 0 | 0 | 0 | 0 | 0 | 0 | 0 | 0 | 0 | 0 | 0 | 0 | 0 | 0 | 0 | 0 | 0 | 0 | 0 | 0 | 0 | 0 | 0 | 0 | 0 | 0 | 0 | 0 | 0 | 0 | 0 | 0 | 0 | 0 | 0 | 0 | 0 | 0 | 0 | 0 | 0 | 0 | 0 | 0 | 0 | 0 | 0 | 0 | 0 | 0 | 0 | 0 | 0 | 0 | 0 | 0 | 0 | 0 | 0 | 0 | 0 | 0 | 0 | 0 | 0 | 0 | 0 | 0 | 0 | 0 | 0 | 0 | 0 | 0 | 0 | 0 | 0 | 0 | 0 | 0 | 0 | 0 | 0 | 0 | 0 | 0 | 0 | 0 | 0 | 0 | 0 | 0 | 0 | 0 | 0 | 0 | 0 | 0 | 0 | 0 | 0 | 0 | 0 | 0 | 0 | 0 | 0 | 0 | 0 | 0 | 0 | 0 | 0 | 0 | 0 | 0 | 0 | 0 | 0 | 0 | 0 | 0 | 0 | 0 | 0 | 0 | 0 | 0 | 0 | 0 | 0 | 0 | 0 | 0 | 0 | 0 | 0 | 0 | 0 | 0 | 0 | 0 | 0 | 0 | 0 | 0 | 0 | 0 | 0 | 0 | 0 | 0 | 0 | 0 | 0 | 0 | 0 | 0 | 0 | 0 | 0 | 0 | 0 | 0 | 0 | 0 | 0 | 0.0021277 | 0.0021277
4: Anchor dragging | 0.02977 | 0.067856 | 0.013605 | 0.0054274 | 0.017244 | 0.20349 | 0.00098681 | 0.003981 | 0.00098681 | 0.091434 | 0.00098681 | 0.00099901 | 0.027271 | 0.04836 | 0.032341 | 0.027375 | 0.013385 | 0.013549 | 0.013549 | 0 | 0.02727 | 0.055551 | 0.055091 | 0.019516 | 0.0098657 | 0.020883 | 0.22849 | 0.2824 | 0.53273 | 0.12605 | 0.0098681 | 0.0098681 | 0.0098681 | 0.028953 | 0.029699 | 0.028953 | 0.029699 | 0.028953 | 0.015281 | 0.014791 | 0.32357 |  | 0.024596 | 0.024596 | 0.068791 | 0.024963 | 0.15227 | 0.038495 | 0.017862 | 0.013605 | 0.0054261 | 0.026632 | 0.25402 | 0.00098973 | 0.00099901 | 0.00098657 | 0.091951 | 0.000916 | 0.00099904 | 0.026983 | 0.041255 | 0.032904 | 0.013609 | 0.013609 | 0.013564 | 0.013548 | 0 | 0.027268 | 0.031113 | 0.031113 | 0.019516 | 0.0098657 | 0.025167 | 0.22838 | 0.28226 | 0.53247 | 0.12599 | 0.020212 | 0.020212 | 0.0098657 | 0.029116 | 0.036468 | 0.029116 | 0.02986 | 0.029116 | 0.015279 | 0.014789 | 0.32341 | 0.069565 | 0.024587 | 0.024587 | 0.055062 | 0.04086 | 0.13905 | 0.03132 | 0.11836 | 0.013117 | 0.0027875 | 0.0069317 | 0.0082261 | 0.038207 | 0.00098973 | 0.00050681 | 0.54659 | 0.00050681 | 0.00099925 | 0.034357 | 0.033549 | 0.030794 | 0.0069781 | 0.02075 | 0.0069781 | 0.0069781 | 0 | 0.027217 | 0.12273 | 0.1225 | 0.019684 | 0.0098681 | 0.013686 | 0.0083998 | 0.0087745 | 0.010514 | 0.0076879 | 0.0050681 | 0.0050681 | 0.0050681 | 0.0069147 | 0.50775 | 0.0069147 | 0.0069181 | 0.5075 | 0.015219 | 0.014733 | 0.0090606 | 0.024185 | 0.0069828 | 0.0069828 | 0.024185 | 0.024975 | 0.10038 | 0.058565 | 0.018532 | 0.013612 | 0.0027875 | 0.50875 | 0.60375 | 0.00050688 | 0.00099925 | 0.00050681 | 0.0075156 | 0.039206 | 0.00097994 | 0.00051366 | 0.037821 | 0.033101 | 0.0069695 | 0.0069695 | 0.013609 | 0.471 | 0 | 0.027316 | 0.022548 | 0.022548 | 0.019684 | 0.0098657 | 0.22307 | 0.0083998 | 0.0087745 | 0.010514 | 0.0076879 | 0.39419 | 0.39419 | 0.0050681 | 0.5075 | 0.50775 | 0.5075 | 0.50775 | 0.5075 | 0.015335 | 0.014842 | 0.0090606 | 0.060511 | 0.0069828 | 0.0069828 | 0.049815 | 0.054926 | 0.1339 | 0.11482 | 0.11463 | 0.00050681 | 0.0027775 | 0.50875 | 0.60375 | 0.00051025 | 0.5005 | 0.000505 | 0.54659 | 0.06789 | 0.00096562 | 0.0070628 | 0.0071085 | 0.0071085 | 0.0069695 | 0.0069695 | 0.50688 | 0.0069816 | 0 | 1 | 0.010598 | 0.010598 | 0.51 | 0.0050681 | 0.0060375 | 0.6165 | 0.644 | 0.77169 | 0.56425 | 0.0050688 | 0.0050688 | 0.37335 | 0.5075 | 0.0069816 | 0.5075 | 0.50775 | 0.0069781 | 0.0069816 | 0.0069781 | 0.665 | 0.012925 | 0.012925 | 0.012925 | 0.012925 | 0.010506 | 0.018767 | 0.076172 | 0.018532 | 0.00050681 | 0.40099 | 0.00050875 | 0.00060375 | 0.00051025 | 0.0005005 | 0.5005 | 0.0075156 | 0.076871 | 0.00096114 | 0.51366 | 0.00051698 | 0.010598 | 0.00050688 | 0.00050688 | 0.0069695 | 0.47045 | 0 | 0.020137 | 0.00051025 | 0.00051025 | 0.39148 | 0.0050681 | 0.47823 | 0.6165 | 0.644 | 0.77169 | 0.56425 | 0.505 | 0.505 | 0.505 | 0.5075 | 0.50775 | 0.5075 | 0.50775 | 0.5075 | 0.0069816 | 0.0069781 | 0.665 | 0.5125 | 0.5125 | 0.5125 | 0.5125 | 0.010506 | 0.5525 | 0.03132 | 0.11836 | 0.013117 | 0.0027875 | 0.0069317 | 0.0082261 | 0.038207 | 0.00098973 | 0.00050681 | 0.54659 | 0.00050681 | 0.00099925 | 0.00051366 | 0.033549 | 0.030794 | 0.0069781 | 0.26551 | 0.0069781 | 0.0069781 | 0 | 0.025452 | 0.12273 | 0.1225 | 0.019684 | 0.0098681 | 0.013686 | 0.0083998 | 0.0087745 | 0.010514 | 0.0076879 | 0.0050681 | 0.0050681 | 0.0050681 | 0.5075 | 0.50775 | 0.5075 | 0.50775 | 0.5075 | 0.01316 | 0.012794 | 0.0090606 | 0.024185 | 0.0069828 | 0.0069828 | 0.024185 | 0.024975 | 0.10038 | 0.03132 | 0.038604 | 0.013612 | 0.0027875 | 0.0069317 | 0.0082261 | 0.00050681 | 0.0022757 | 0.00050681 | 0.0074473 | 0.00050681 | 0.00099925 | 0.026983 | 0.04127 | 0.032897 | 0.013609 | 0.013609 | 0.033104 | 0.026433 | 0 | 0.027268 | 0.03139 | 0.031143 | 0.019684 | 0.0098657 | 0.013686 | 0.0083998 | 0.0087745 | 0.010514 | 0.0076879 | 0.0050681 | 0.0050681 | 0.0050681 | 0.0069147 | 0.0069181 | 0.0069147 | 0.0069181 | 0.0069147 | 0.015279 | 0.014789 | 0.0090606 | 0.069711 | 0.0069828 | 0.0069828 | 0.055082 | 0.024975 | 0.13907 | 0.02977 | 0.067856 | 0.013605 | 0.0054274 | 0.017244 | 0.20349 | 0.00098681 | 0.0039815 | 0.00098681 | 0.091434 | 0.00098681 | 0.00099901 | 0.027284 | 0.041619 | 0.032341 | 0.013385 | 0.013385 | 0.013562 | 0.013562 | 0 | 0.02727 | 0.055551 | 0.055091 | 0.019516 | 0.0098657 | 0.020883 | 0.22849 | 0.2824 | 0.53273 | 0.12605 | 0.0098681 | 0.0098681 | 0.0098681 | 0.028956 | 0.029703 | 0.028956 | 0.029703 | 0.028956 | 0.015281 | 0.014791 | 0.32357 |  | 0.024596 | 0.024596 | 0.066506 | 0.024963 | 0.14943 | 0.029771 | 0.067841 | 0.013605 | 0.0054261 | 0.017239 | 0.20339 | 0.00098657 | 0.0039804 | 0.00098657 | 0.091392 | 0.00098657 | 0.00099901 | 0.042091 | 0.041698 | 0.032341 | 0.013548 | 0.041648 | 0.013548 | 0.013548 | 0 | 0.027066 | 0.055539 | 0.055079 | 0.019516 | 0.0098657 | 0.020879 | 0.22838 | 0.28226 | 0.53247 | 0.12599 | 0.0098657 | 0.0098657 | 0.0098657 | 0.014789 | 0.015279 | 0.014789 | 0.015279 | 0.014789 | 0.015043 | 0.014567 | 0.32341 | 0.091555 | 0.024587 | 0.024587 | 0.066527 | 0.024963 | 0.14946 | 0.10149 | 0.058446
4: Change in cable profile | 0.029771 | 0.067841 | 0.013605 | 0.0054261 | 0.017239 | 0.20339 | 0.00098657 | 0.0034716 | 0.00098657 | 0.091392 | 0.00098657 | 0.00099901 | 0.028666 | 0.034946 | 0.032341 | 0.062631 | 0.035106 | 0.040697 | 0.040697 | 0 | 0.027113 | 0.055539 | 0.055079 | 0.019516 | 0.0098657 | 0.020879 | 0.22838 | 0.28226 | 0.53247 | 0.12599 | 0.0098657 | 0.0098657 | 0.0098657 | 0.014789 | 0.015279 | 0.014789 | 0.015279 | 0.014789 | 0.015098 | 0.014619 | 0.32341 | 0.089371 | 0.024587 | 0.024587 | 0.064239 | 0.024963 | 0.14662 | 0.02975 | 0.061796 | 0.013608 | 0.0054612 | 0.017375 | 0.20599 | 0.00075962 | 0.0038813 | 0.00099294 | 0.051713 | 0.00099294 | 0.000999 | 0.027284 | 0.15756 | 0.032449 | 0.25417 | 0.25417 | 0.013574 | 0.013574 | 0 | 0.025534 | 0.050872 | 0.050407 | 0.019514 | 0.0098657 | 0.020978 | 0.2313 | 0.2859 | 0.5394 | 0.12756 | 0.0099294 | 0.0099294 | 0.0099294 | 0.022841 | 0.023594 | 0.022841 | 0.023594 | 0.022841 | 0.013255 | 0.012884 | 0.32759 |  | 0.024821 | 0.024821 |  | 0.024963 |  | 0.03132 | 0.038604 | 0.013612 | 0.0027875 | 0.0069317 | 0.0082261 | 0.00050681 | 0.0022757 | 0.00050681 | 0.0074473 | 0.00050681 | 0.00099925 | 0.51366 | 0.034483 | 0.032897 | 0.5068 | 0.018784 | 0.48021 | 0.48021 | 0 | 0.027231 | 0.03139 | 0.031143 | 0.019684 | 0.0098657 | 0.013686 | 0.0083998 | 0.0087745 | 0.010514 | 0.0076879 | 0.0050681 | 0.0050681 | 0.0050681 | 0.0069147 | 0.0069181 | 0.0069147 | 0.0069181 | 0.0069147 | 0.015235 | 0.014748 | 0.0090606 | 0.067402 | 0.0069828 | 0.0069828 | 0.052723 | 0.024975 | 0.13614 | 0.03132 | 0.038614 | 0.00050681 | 0.0027875 | 0.0069317 | 0.0082261 | 0.00050688 | 0.5005 | 0.00050681 | 0.0075156 | 0.00050681 | 0.00099925 | 0.00051366 | 0.51698 | 0.021873 | 0.50688 | 0.50688 | 0.48806 | 0.46824 | 0 | 0.023708 | 0.51025 | 0.51025 | 0.019684 | 0.0099294 | 0.013686 | 0.0083998 | 0.0087745 | 0.010514 | 0.0076879 | 0.0050681 | 0.0050681 | 0.0050681 | 0.5075 | 0.50775 | 0.5075 | 0.50775 | 0.5075 | 0.01113 | 0.010883 | 0.0090606 | 0.44068 | 0.0069828 | 0.0069828 | 0.36486 | 0.024975 | 0.44721 | 0.033846 | 0.34767 | 0.00050681 | 0.0027875 | 0.50875 | 0.015094 | 0.00051025 | 0.0005005 | 0.5005 | 0.54659 | 0.00050681 | 0.00099925 | 0.51366 | 0.010598 | 0.010598 | 0.0071085 | 0.50687 | 0.50687 | 0.50687 | 0 | 0.50687 | 1 | 0.01046 | 0.01025 | 0.0050681 | 0.0060375 | 0.0083998 | 0.0087745 | 0.010514 | 0.0076879 | 0.505 | 0.505 | 0.0050681 | 0.0077548 | 0.0080133 | 0.0077548 | 0.0080133 | 0.0077548 | 0.0069816 | 0.0069781 | 0.013633 | 0.010506 | 0.010506 | 0.010506 | 0.5125 | 0.010506 | 0.5525 | 0.065918 | 0.36991 | 0.00050681 | 0.40099 | 0.00050875 | 0.00060375 | 0.00051025 | 0.0005005 | 0.5005 | 0.54659 | 0.072908 | 0.00096312 | 0.51366 | 0.00051698 | 0.010598 | 0.00050688 | 0.00050688 | 0.0069695 | 0.47045 | 0 | 0.020137 | 0.00051025 | 0.00051025 | 0.39148 | 0.0050681 | 0.47823 | 0.6165 | 0.644 | 0.77169 | 0.56425 | 0.505 | 0.505 | 0.505 | 0.5075 | 0.50775 | 0.5075 | 0.50775 | 0.5075 | 0.0069816 | 0.0069781 | 0.665 | 0.5125 | 0.5125 | 0.5125 | 0.5125 | 0.010506 | 0.5525 | 0.03132 | 0.038604 | 0.013612 | 0.0027875 | 0.0069317 | 0.0082261 | 0.00050681 | 0.0022757 | 0.00050681 | 0.0074473 | 0.00050681 | 0.00099925 | 0.00051366 | 0.038113 | 0.032897 | 0.0070628 | 0.0070628 | 0.50547 | 0.50526 | 0 | 0.027315 | 0.03139 | 0.031143 | 0.019684 | 0.0098657 | 0.013686 | 0.0083998 | 0.0087745 | 0.010514 | 0.0076879 | 0.0050681 | 0.0050681 | 0.0050681 | 0.5075 | 0.50775 | 0.5075 | 0.50775 | 0.5075 | 0.015334 | 0.014841 | 0.0090606 | 0.068637 | 0.0069828 | 0.0069828 | 0.053984 | 0.024975 | 0.13771 | 0.03132 | 0.038604 | 0.013612 | 0.0027875 | 0.0069317 | 0.0082261 | 0.00050681 | 0.0022757 | 0.00050681 | 0.0074473 | 0.00050681 | 0.00099925 | 0.028077 | 0.034483 | 0.032897 | 0.032037 | 0.018784 | 0.026433 | 0.026433 | 0 | 0.027231 | 0.03139 | 0.031143 | 0.019684 | 0.0098657 | 0.013686 | 0.0083998 | 0.0087745 | 0.010514 | 0.0076879 | 0.0050681 | 0.0050681 | 0.0050681 | 0.0069147 | 0.0069181 | 0.0069147 | 0.0069181 | 0.0069147 | 0.015235 | 0.014748 | 0.0090606 | 0.067402 | 0.0069828 | 0.0069828 | 0.052723 | 0.024975 | 0.13614 | 0.029771 | 0.067841 | 0.013605 | 0.0054261 | 0.017239 | 0.20339 | 0.00098657 | 0.0039804 | 0.00098657 | 0.091392 | 0.00098657 | 0.00099901 | 0.027284 | 0.041619 | 0.032341 | 0.013385 | 0.013385 | 0.013548 | 0.013548 | 0 | 0.02727 | 0.055539 | 0.055079 | 0.019516 | 0.0098657 | 0.020879 | 0.22838 | 0.28226 | 0.53247 | 0.12599 | 0.0098657 | 0.0098657 | 0.0098657 | 0.029196 | 0.029942 | 0.029196 | 0.029942 | 0.029196 | 0.015281 | 0.014791 | 0.32341 | 0.09153 | 0.024587 | 0.024587 | 0.066501 | 0.024963 | 0.14943 | 0.029771 | 0.067841 | 0.013605 | 0.0054261 | 0.017239 | 0.20339 | 0.00098657 | 0.0034716 | 0.00098657 | 0.091392 | 0.00098657 | 0.00099901 | 0.028776 | 0.034946 | 0.032341 | 0.056333 | 0.028504 | 0.040697 | 0.040697 | 0 | 0.027161 | 0.055539 | 0.055079 | 0.019516 | 0.0098657 | 0.020879 | 0.22838 | 0.28226 | 0.53247 | 0.12599 | 0.0098657 | 0.0098657 | 0.0098657 | 0.014789 | 0.015279 | 0.014789 | 0.015279 | 0.014789 | 0.015154 | 0.014671 | 0.32341 | 0.089371 | 0.024587 | 0.024587 | 0.064239 | 0.024963 | 0.14662 | 0.10555 | 0.11335
4: Excessive load on cable | 0.02975 | 0.068236 | 0.013605 | 0.0054612 | 0.017375 | 0.20599 | 0.00099294 | 0.0034875 | 0.00099294 | 0.092507 | 0.00099294 | 0.000999 | 0.028297 | 0.034952 | 0.032334 | 0.056649 | 0.028632 | 0.040884 | 0.040884 | 0 | 0.02716 | 0.055862 | 0.055399 | 0.019514 | 0.0098657 | 0.020978 | 0.2313 | 0.2859 | 0.5394 | 0.12756 | 0.0099294 | 0.0099294 | 0.0099294 | 0.014894 | 0.01539 | 0.014894 | 0.01539 | 0.014894 | 0.015153 | 0.01467 | 0.32759 | 0.089661 | 0.024821 | 0.024821 | 0.064393 | 0.024963 | 0.14676 | 0.02975 | 0.068236 | 0.013605 | 0.0054612 | 0.017375 | 0.20599 | 0.00099294 | 0.0039963 | 0.00099294 | 0.092507 | 0.00099294 | 0.000999 | 0.00051366 | 0.041709 | 0.032334 | 0.013559 | 0.013559 | 0.013548 | 0.013548 | 0 | 0.027268 | 0.055862 | 0.055399 | 0.019514 | 0.0098657 | 0.020978 | 0.2313 | 0.2859 | 0.5394 | 0.12756 | 0.0099294 | 0.0099294 | 0.0099294 | 0.015651 | 0.016164 | 0.015651 | 0.016164 | 0.015651 | 0.015279 | 0.01479 | 0.32759 | 0.091845 | 0.024821 | 0.024821 | 0.066682 | 0.024963 | 0.1496 | 0.03132 | 0.038604 | 0.00050681 | 0.0027875 | 0.0069317 | 0.0082261 | 0.00050681 | 0.5005 | 0.00050681 | 0.0074473 | 0.00050681 | 0.00099925 | 0.51366 | 0.51698 | 0.021873 | 0.50687 | 0.50688 | 0.026433 | 0.026433 | 0 | 0.023708 | 0.51025 | 0.51025 | 0.019684 | 0.0099294 | 0.47823 | 0.0083998 | 0.0087745 | 0.010514 | 0.0076879 | 0.0050681 | 0.0050681 | 0.0050681 | 0.0069147 | 0.0069181 | 0.0069147 | 0.0069181 | 0.0069147 | 0.01113 | 0.010883 | 0.0090606 | 0.44068 | 0.0069828 | 0.0069828 | 0.36486 | 0.024975 | 0.44721 | 0.03132 | 0.038604 | 0.00050681 | 0.0027875 | 0.0069317 | 0.0082261 | 0.00050681 | 0.5005 | 0.00050681 | 0.0074473 | 0.00050681 | 0.00099925 | 0.00051366 | 0.51698 | 0.021873 | 0.0070628 | 0.0070628 | 0.46928 | 0.46824 | 0 | 0.027315 | 0.51025 | 0.51025 | 0.019684 | 0.0099294 | 0.47823 | 0.0083998 | 0.0087745 | 0.010514 | 0.0076879 | 0.0050681 | 0.0050681 | 0.0050681 | 0.5075 | 0.50775 | 0.5075 | 0.50775 | 0.5075 | 0.015334 | 0.014841 | 0.0090606 | 0.44068 | 0.0069828 | 0.0069828 | 0.36486 | 0.024975 | 0.44721 | 0.033846 | 0.50975 | 0.00050681 | 0.0027875 | 0.00050875 | 0.60375 | 0.00051025 | 0.0005005 | 0.5005 | 0.54659 | 0.00050681 | 0.00099925 | 0.00051366 | 0.00051698 | 0.010598 | 0.00050688 | 0.00050688 | 0.0069695 | 0.47045 | 0 | 0.020137 | 0.51025 | 1 | 0.51 | 0.0050681 | 0.47823 | 0.0083998 | 0.0087745 | 0.010514 | 0.0076879 | 0.505 | 0.505 | 0.0050681 | 0.5075 | 0.50775 | 0.5075 | 0.50775 | 0.5075 | 0.0069816 | 0.0069781 | 0.013633 | 0.010506 | 0.010506 | 0.010506 | 0.010506 | 0.010506 | 0.011326 | 0.065918 | 0.36991 | 0.00050681 | 0.40099 | 0.00050875 | 0.00060375 | 0.00051025 | 0.0005005 | 0.5005 | 0.54659 | 0.072908 | 0.00096312 | 0.51366 | 0.00051698 | 0.010598 | 0.00050688 | 0.00050688 | 0.0069695 | 0.47045 | 0 | 0.020137 | 0.00051025 | 0.00051025 | 0.39148 | 0.0050681 | 0.47823 | 0.6165 | 0.644 | 0.77169 | 0.56425 | 0.505 | 0.505 | 0.505 | 0.5075 | 0.50775 | 0.5075 | 0.50775 | 0.5075 | 0.0069816 | 0.0069781 | 0.665 | 0.5125 | 0.5125 | 0.5125 | 0.5125 | 0.010506 | 0.5525 | 0.03132 | 0.038604 | 0.00050681 | 0.0027875 | 0.0069317 | 0.0082261 | 0.00050681 | 0.5005 | 0.00050681 | 0.0074473 | 0.00050681 | 0.00099925 | 0.00051366 | 0.51698 | 0.021873 | 0.0070628 | 0.0070628 | 0.46928 | 0.46824 | 0 | 0.027315 | 0.51025 | 0.51025 | 0.019684 | 0.0099294 | 0.47823 | 0.0083998 | 0.0087745 | 0.010514 | 0.0076879 | 0.0050681 | 0.0050681 | 0.0050681 | 0.5075 | 0.50775 | 0.5075 | 0.50775 | 0.5075 | 0.015334 | 0.014841 | 0.0090606 | 0.44068 | 0.0069828 | 0.0069828 | 0.36486 | 0.024975 | 0.44721 | 0.03132 | 0.038604 | 0.013612 | 0.0027875 | 0.0069317 | 0.0082261 | 0.00050681 | 0.0022757 | 0.00050681 | 0.0074473 | 0.00050681 | 0.00099925 | 0.51366 | 0.034483 | 0.032897 | 0.032037 | 0.018784 | 0.026433 | 0.026433 | 0 | 0.027231 | 0.03139 | 0.031143 | 0.019684 | 0.0098657 | 0.013686 | 0.0083998 | 0.0087745 | 0.010514 | 0.0076879 | 0.0050681 | 0.0050681 | 0.0050681 | 0.0069147 | 0.0069181 | 0.0069147 | 0.0069181 | 0.0069147 | 0.015235 | 0.014748 | 0.0090606 | 0.067402 | 0.0069828 | 0.0069828 | 0.052723 | 0.024975 | 0.13614 | 0.02975 | 0.068236 | 0.013605 | 0.0054612 | 0.017375 | 0.20599 | 0.00099294 | 0.0039963 | 0.00099294 | 0.092507 | 0.00099294 | 0.000999 | 0.027284 | 0.041625 | 0.032334 | 0.013385 | 0.013385 | 0.013548 | 0.013548 | 0 | 0.02727 | 0.055862 | 0.055399 | 0.019514 | 0.0098657 | 0.020978 | 0.2313 | 0.2859 | 0.5394 | 0.12756 | 0.0099294 | 0.0099294 | 0.0099294 | 0.022841 | 0.023594 | 0.022841 | 0.023594 | 0.022841 | 0.015281 | 0.014791 | 0.32759 | 0.091818 | 0.024821 | 0.024821 | 0.066654 | 0.024963 | 0.14957 | 0.029771 | 0.067841 | 0.013605 | 0.0054261 | 0.017239 | 0.20339 | 0.00098657 | 0.0034716 | 0.00098657 | 0.091392 | 0.00098657 | 0.00099901 | 0.028779 | 0.034946 | 0.032341 | 0.056333 | 0.028504 | 0.040697 | 0.040697 | 0 | 0.027161 | 0.055539 | 0.055079 | 0.019516 | 0.0098657 | 0.020879 | 0.22838 | 0.28226 | 0.53247 | 0.12599 | 0.0098657 | 0.0098657 | 0.0098657 | 0.014789 | 0.015279 | 0.014789 | 0.015279 | 0.014789 | 0.015154 | 0.014671 | 0.32341 | 0.089371 | 0.024587 | 0.024587 | 0.064239 | 0.024963 | 0.14662 | 0.11979 | 0.11299
4: Array cable: Loss of connectivity | 0.029771 | 0.067841 | 0.013605 | 0.0054262 | 0.017239 | 0.2034 | 0.00098657 | 0.0039825 | 0.00098657 | 0.091393 | 0.00098657 | 0.00099901 | 0.027271 | 0.047526 | 0.032341 | 0.025636 | 0.013385 | 0.013574 | 0.013574 | 0 | 0.02727 | 0.055539 | 0.055079 | 0.019516 | 0.0098657 | 0.020879 | 0.22838 | 0.28227 | 0.53248 | 0.12599 | 0.0098657 | 0.0098657 | 0.0098657 | 0.029186 | 0.029932 | 0.029186 | 0.029932 | 0.029186 | 0.015281 | 0.014791 | 0.32342 | 0.093441 | 0.024587 | 0.024587 | 0.068503 | 0.024963 | 0.15191 | 0.028893 | 0.017862 | 0.013605 | 0.016621 | 0.026632 | 0.25402 | 0.00098973 | 0.00099901 | 0.0035244 | 0.091951 | 0.000916 | 0.00099904 | 0.026983 | 0.041255 | 0.032904 | 0.013609 | 0.013609 | 0.013564 | 0.085786 | 0 | 0.027268 | 0.031113 | 0.031113 | 0.10435 | 0.0098657 | 0.025167 | 0.25385 | 0.30843 | 0.56184 | 0.15016 | 0.020212 | 0.020212 | 0.02043 | 0.029116 | 0.036468 | 0.029116 | 0.02986 | 0.029116 | 0.015279 | 0.014789 | 0.38175 | 0.069565 | 0.082211 | 0.082211 | 0.055062 | 0.04086 | 0.13905 | 0.02975 | 0.069491 | 0.013598 | 0.0054612 | 0.017375 | 0.20599 | 0.0015143 | 0.00098973 | 0.00099294 | 0.10045 | 0.00099294 | 0.000999 | 0.51366 | 0.0071085 | 0.032235 | 0.0069781 | 0.50688 | 0.0069781 | 0.0069781 | 0 | 0.023708 | 0.060141 | 0.059681 | 0.019514 | 0.0098657 | 0.020978 | 0.2313 | 0.2859 | 0.5394 | 0.12756 | 0.0099294 | 0.0099294 | 0.0099294 | 0.014894 | 0.0069816 | 0.014894 | 0.01539 | 0.0069781 | 0.01113 | 0.010883 | 0.32759 | 0.024493 | 0.024821 | 0.024821 | 0.024493 | 0.024963 | 0.10262 | 0.02975 | 0.054819 | 0.013612 | 0.0054612 | 0.017375 | 0.20599 | 0.00050688 | 0.0032457 | 0.00099294 | 0.0075156 | 0.00099294 | 0.000999 | 0.00051366 | 0.27928 | 0.032573 | 0.50687 | 0.50687 | 0.27782 | 0.042213 | 0 | 0.023708 | 0.045464 | 0.044996 | 0.019514 | 0.0098657 | 0.020978 | 0.2313 | 0.2859 | 0.5394 | 0.12756 | 0.0099294 | 0.0099294 | 0.0099294 | 0.015651 | 0.016164 | 0.015651 | 0.016164 | 0.015651 | 0.01113 | 0.010883 | 0.32759 |  | 0.024821 | 0.024821 |  | 0.024963 |  | 0.50975 | 0.010659 | 0.00050681 | 0.0027775 | 0.008925 | 0.012075 | 0.00051025 | 0.09951 | 0.000505 | 0.0095654 | 0.00054659 | 0.0005005 | 0.51366 | 0.51698 | 0.010598 | 0.0075156 | 0.0075156 | 0.0069695 | 0.50687 | 0 | 0.50687 | 0.011205 | 0.011205 | 1 | 0.0099294 | 0.47823 | 0.6165 | 0.644 | 0.77169 | 0.56425 | 0.0054659 | 0.0054659 | 0.000505 | 0.5075 | 0.50775 | 0.5075 | 0.50775 | 0.5075 | 0.0069816 | 0.0069781 | 0.665 | 0.5125 | 0.5125 | 0.5125 | 0.010506 | 0.5125 | 0.011326 | 0.034606 | 0.14052 | 0.00050681 | 0.0057603 | 0.00050875 | 0.00060375 | 0.00051025 | 0.0005005 | 0.0012976 | 0.54659 | 0.0010473 | 0.00099898 | 0.51366 | 0.00051698 | 0.033608 | 0.00050688 | 0.00050688 | 0.013652 | 0.25784 | 0 | 0.027362 | 0.00051025 | 0.00051025 | 0.062625 | 0.0099294 | 0.011535 | 0.23581 | 0.29135 | 0.54924 | 0.13027 | 0.010695 | 0.010695 | 0.010473 | 0.15851 | 0.16502 | 0.15851 | 0.16377 | 0.15851 | 0.015389 | 0.014893 | 0.34198 | 0.026393 | 0.027023 | 0.027023 | 0.026007 | 0.024736 | 0.10787 | 0.02975 | 0.069491 | 0.013598 | 0.0054612 | 0.017375 | 0.20599 | 0.0015143 | 0.00098973 | 0.00099294 | 0.10045 | 0.00099294 | 0.000999 | 0.00051366 | 0.0071085 | 0.032235 | 0.0069781 | 0.50687 | 0.0069781 | 0.0069781 | 0 | 0.023708 | 0.060141 | 0.059681 | 0.019514 | 0.0098657 | 0.020978 | 0.2313 | 0.2859 | 0.5394 | 0.12756 | 0.0099294 | 0.0099294 | 0.0099294 | 0.015651 | 0.50775 | 0.015651 | 0.016164 | 0.5075 | 0.01113 | 0.010883 | 0.32759 | 0.024493 | 0.024821 | 0.024821 | 0.024493 | 0.024963 | 0.10262 | 0.02975 | 0.068149 | 0.013605 | 0.0054612 | 0.017375 | 0.20599 | 0.00098973 | 0.0034859 | 0.00099294 | 0.091951 | 0.00099294 | 0.000999 | 0.026983 | 0.041736 | 0.032335 | 0.013609 | 0.013609 | 0.047381 | 0.040884 | 0 | 0.027268 | 0.055794 | 0.055331 | 0.019514 | 0.0098657 | 0.020978 | 0.2313 | 0.2859 | 0.5394 | 0.12756 | 0.0099294 | 0.0099294 | 0.0099294 | 0.014894 | 0.01539 | 0.014894 | 0.01539 | 0.014894 | 0.015279 | 0.014789 | 0.32759 | 0.091793 | 0.024821 | 0.024821 | 0.066659 | 0.024963 | 0.14958 | 0.029771 | 0.067841 | 0.013605 | 0.0054262 | 0.017239 | 0.2034 | 0.00098657 | 0.0039825 | 0.00098657 | 0.091393 | 0.00098657 | 0.00099901 | 0.027271 | 0.047526 | 0.032341 | 0.025636 | 0.013385 | 0.013574 | 0.013574 | 0 | 0.02727 | 0.055539 | 0.055079 | 0.019516 | 0.0098657 | 0.020879 | 0.22838 | 0.28227 | 0.53248 | 0.12599 | 0.0098657 | 0.0098657 | 0.0098657 | 0.029186 | 0.029932 | 0.029186 | 0.029932 | 0.029186 | 0.015281 | 0.014791 | 0.32342 | 0.093441 | 0.024587 | 0.024587 | 0.068503 | 0.024963 | 0.15191 | 0.029771 | 0.067841 | 0.013605 | 0.0054261 | 0.017239 | 0.20339 | 0.00098657 | 0.0039804 | 0.00098657 | 0.091392 | 0.00098657 | 0.00099901 | 0.048125 | 0.041698 | 0.032341 | 0.013548 | 0.048071 | 0.013548 | 0.013548 | 0 | 0.02702 | 0.055539 | 0.055079 | 0.019516 | 0.0098657 | 0.020879 | 0.22838 | 0.28227 | 0.53247 | 0.12599 | 0.0098657 | 0.0098657 | 0.0098657 | 0.014789 | 0.015279 | 0.014789 | 0.015279 | 0.014789 | 0.014989 | 0.014516 | 0.32342 | 0.091555 | 0.024587 | 0.024587 | 0.066527 | 0.024963 | 0.14946 | 0.091511 | 0.086825
4: Substation/grid interruption | 0.029771 | 0.067841 | 0.013605 | 0.0054262 | 0.017239 | 0.2034 | 0.00098657 | 0.0039825 | 0.00098657 | 0.091393 | 0.00098657 | 0.00099901 | 0.027271 | 0.047526 | 0.032341 | 0.025636 | 0.013385 | 0.013574 | 0.013574 | 0 | 0.02727 | 0.055539 | 0.055079 | 0.019516 | 0.0098657 | 0.020879 | 0.22838 | 0.28227 | 0.53248 | 0.12599 | 0.0098657 | 0.0098657 | 0.0098657 | 0.029186 | 0.029932 | 0.029186 | 0.029932 | 0.029186 | 0.015281 | 0.014791 | 0.32342 | 0.093441 | 0.024587 | 0.024587 | 0.068503 | 0.024963 | 0.15191 | 0.028893 | 0.017862 | 0.013605 | 0.016621 | 0.026632 | 0.25402 | 0.00098973 | 0.00099901 | 0.0035244 | 0.091951 | 0.000916 | 0.00099904 | 0.026983 | 0.041255 | 0.032904 | 0.013609 | 0.013609 | 0.013564 | 0.085786 | 0 | 0.027268 | 0.031113 | 0.031113 |  | 0.0098657 | 0.025167 | 0.25385 | 0.30843 | 0.56184 | 0.15016 | 0.020212 | 0.020212 | 0.02043 | 0.029116 | 0.036468 | 0.029116 | 0.02986 | 0.029116 | 0.015279 | 0.014789 | 0.38175 | 0.069565 | 0.082211 | 0.082211 | 0.055062 | 0.04086 | 0.13905 | 0.02975 | 0.069491 | 0.013598 | 0.0054612 | 0.017375 | 0.20599 | 0.0015143 | 0.00098973 | 0.00099294 | 0.10045 | 0.00099294 | 0.000999 | 0.51366 | 0.0071085 | 0.032235 | 0.0069781 | 0.50687 | 0.0069781 | 0.0069781 | 0 | 0.023708 | 0.060141 | 0.059681 | 0.019514 | 0.0098657 | 0.020978 | 0.2313 | 0.2859 | 0.5394 | 0.12756 | 0.0099294 | 0.0099294 | 0.0099294 | 0.014894 | 0.0069816 | 0.014894 | 0.01539 | 0.0069781 | 0.01113 | 0.010883 | 0.32759 | 0.024493 | 0.024821 | 0.024821 | 0.024493 | 0.024963 | 0.10262 | 0.02975 | 0.054819 | 0.013612 | 0.0054612 | 0.017375 | 0.20599 | 0.00050688 | 0.0032457 | 0.00099294 | 0.0075156 | 0.00099294 | 0.000999 | 0.00051366 |  | 0.010598 | 0.50687 | 0.50687 | 0.27782 | 0.042213 | 0 |  |  |  | 0.019514 | 0.0098657 | 0.020978 | 0.2313 | 0.2859 | 0.5394 | 0.12756 | 0.0099294 | 0.0099294 | 0.0099294 | 0.015651 | 0.016164 | 0.015651 | 0.016164 | 0.015651 | 0.01113 | 0.010883 | 0.32759 | 0.48141 | 0.024821 | 0.024821 | 0.4484 | 0.024963 | 0.5525 | 0.0050975 | 0.0099401 | 0.00050681 | 0.037463 | 0.0050875 | 0.0060375 | 0.00051025 | 0.09951 | 0.000505 | 0.0095654 | 0.00054659 | 0.0005005 | 0.51366 | 0.51698 | 0.010598 | 0.0075156 | 0.0075156 | 0.0069695 | 0.50687 | 0 | 0.50687 | 0.011205 | 0.011205 | 0.51 | 1 | 0.00505 | 0.012022 | 0.012558 | 0.015048 | 0.011003 | 0.47411 | 0.0054659 | 0.505 | 0.5075 | 0.50775 | 0.5075 | 0.50775 | 0.5075 | 0.0069816 | 0.0069781 | 0.665 | 0.5125 | 0.5125 | 0.5125 | 0.010506 | 0.5125 | 0.011326 | 0.034606 | 0.14135 | 0.00050681 | 0.0057603 | 0.00050875 | 0.00060375 | 0.00051025 | 0.0005005 | 0.0012976 | 0.54659 | 0.0010473 | 0.00099898 | 0.51366 | 0.00051698 | 0.033608 | 0.00050688 | 0.00050688 | 0.013652 | 0.25784 | 0 | 0.027362 | 0.00051025 | 0.00051025 | 0.062625 | 0.0099294 | 0.011535 | 0.23581 | 0.29135 | 0.54924 | 0.13027 | 0.010695 | 0.010695 | 0.010473 | 0.15851 | 0.16502 | 0.15851 | 0.16377 | 0.15851 | 0.015389 | 0.014893 | 0.34198 | 0.026393 | 0.027023 | 0.027023 | 0.026007 | 0.024736 | 0.10787 | 0.02975 | 0.069491 | 0.013598 | 0.0054612 | 0.017375 | 0.20599 | 0.0015143 | 0.00098973 | 0.00099294 | 0.10045 | 0.00099294 | 0.000999 | 0.00051366 | 0.033549 | 0.032004 | 0.0069781 | 0.020996 | 0.0069781 | 0.0069781 | 0 | 0.027215 | 0.07018 | 0.069725 | 0.019514 | 0.0098657 | 0.020978 | 0.2313 | 0.2859 | 0.5394 | 0.12756 | 0.0099294 | 0.0099294 | 0.0099294 | 0.015651 | 0.019347 | 0.015651 | 0.016164 | 0.018836 | 0.015217 | 0.014731 | 0.32759 | 0.024185 | 0.024821 | 0.024821 | 0.024185 | 0.024963 | 0.10038 | 0.02975 | 0.068149 | 0.013605 | 0.0054612 | 0.017375 | 0.20599 | 0.00098973 | 0.0034859 | 0.00099294 | 0.091951 | 0.00099294 | 0.000999 | 0.026983 | 0.041736 | 0.032335 | 0.013609 | 0.013609 | 0.047381 | 0.040884 | 0 | 0.027268 | 0.055794 | 0.055331 | 0.019514 | 0.0098657 | 0.020978 | 0.2313 | 0.2859 | 0.5394 | 0.12756 | 0.0099294 | 0.0099294 | 0.0099294 | 0.014894 | 0.01539 | 0.014894 | 0.01539 | 0.014894 | 0.015279 | 0.014789 | 0.32759 | 0.091793 | 0.024821 | 0.024821 | 0.066659 | 0.024963 | 0.14958 | 0.029771 | 0.067841 | 0.013605 | 0.0054262 | 0.017239 | 0.2034 | 0.00098657 | 0.0039815 | 0.00098657 | 0.091393 | 0.00098657 | 0.00099901 | 0.027271 | 0.048363 | 0.032341 | 0.027374 | 0.013385 | 0.013549 | 0.013549 | 0 | 0.02727 | 0.055539 | 0.055079 | 0.019516 | 0.0098657 | 0.020879 | 0.22838 | 0.28227 | 0.53248 | 0.12599 | 0.0098657 | 0.0098657 | 0.0098657 | 0.029186 | 0.029932 | 0.029186 | 0.029932 | 0.029186 | 0.015281 | 0.014791 | 0.32342 | 0.093711 | 0.024587 | 0.024587 | 0.068787 | 0.024963 | 0.15226 | 0.029771 | 0.067841 | 0.013605 | 0.0054261 | 0.017239 | 0.20339 | 0.00098657 | 0.0039804 | 0.00098657 | 0.091392 | 0.00098657 | 0.00099901 | 0.048113 | 0.041698 | 0.032341 | 0.013548 | 0.048059 | 0.013548 | 0.013548 | 0 | 0.02702 | 0.055539 | 0.055079 | 0.019516 | 0.0098657 | 0.020879 | 0.22838 | 0.28227 | 0.53247 | 0.12599 | 0.0098657 | 0.0098657 | 0.0098657 | 0.014789 | 0.015279 | 0.014789 | 0.015279 | 0.014789 | 0.014989 | 0.014516 | 0.32342 | 0.091555 | 0.024587 | 0.024587 | 0.066527 | 0.024963 | 0.14946 | 0.086598 | 0.011007
4: Reduced AEP | 0 | 0 | 0 | 0 | 0 | 0 | 0 | 0 | 0 | 0 | 0 | 0 | 0 | 0 | 0 | 0 | 0 | 0 | 0 | 0 | 0 | 0 | 0 | 0 | 0 | 0 | 0 | 0 | 0 | 0 | 0 | 0 | 0 | 0 | 0 | 0 | 0 | 0 | 0 | 0 | 0 | 0 | 0 | 0 | 0 | 0 | 0 | 0 | 0 | 0 | 0 | 0 | 0 | 0 | 0 | 0 | 0 | 0 | 0 | 0 | 0 | 0 | 0 | 0 | 0 | 0 | 0 | 0 | 0 | 0 | 0 | 0 | 0 | 0 | 0 | 0 | 0 | 0 | 0 | 0 | 0 | 0 | 0 | 0 | 0 | 0 | 0 | 0 | 0 | 0 | 0 | 0 | 0 | 0 | 0 | 0 | 0 | 0 | 0 | 0 | 0 | 0 | 0 | 0 | 0 | 0 | 0 | 0 | 0 | 0 | 0 | 0 | 0 | 0 | 0 | 0 | 0 | 0 | 0 | 0 | 0 | 0 | 0 | 0 | 0 | 0 | 0 | 0 | 0 | 0 | 0 | 0 | 0 | 0 | 0 | 0 | 0 | 0 | 0 | 0 | 0 | 0 | 0 | 0 | 0 | 0 | 0 | 0 | 0 | 0 | 0 | 0 | 0 | 0 | 0 | 0 | 0 | 0 | 0 | 0 | 0 | 0 | 0 | 0 | 0 | 0 | 0 | 0 | 0 | 0 | 0 | 0 | 0 | 0 | 0 | 0 | 0 | 0 | 0 | 0 | 0 | 0 | 0 | 0 | 0 | 0 | 0 | 0 | 0 | 0 | 0 | 0 | 0 | 0 | 0 | 0 | 0 | 0 | 0 | 0 | 0 | 0 | 0 | 0 | 0 | 0 | 0 | 0 | 0 | 0 | 0 | 0 | 0 | 1 | 0 | 0 | 0 | 0 | 0 | 0 | 0 | 0 | 0 | 0 | 0 | 0 | 0 | 0 | 0 | 0 | 0 | 0 | 0 | 0 | 0 | 0 | 0 | 0 | 0 | 0 | 0 | 0 | 0 | 0 | 0 | 0 | 0 | 0 | 0 | 0 | 0 | 0 | 0 | 0 | 0 | 0 | 0 | 0 | 0 | 0 | 0 | 0 | 0 | 0 | 0 | 0 | 0 | 0 | 0 | 0 | 0 | 0 | 0 | 0 | 0 | 0 | 0 | 0 | 0 | 0 | 0 | 0 | 0 | 0 | 0 | 0 | 0 | 0 | 0 | 0 | 0 | 0 | 0 | 0 | 0 | 0 | 0 | 0 | 0 | 0 | 0 | 0 | 0 | 0 | 0 | 0 | 0 | 0 | 0 | 0 | 0 | 0 | 0 | 0 | 0 | 0 | 0 | 0 | 0 | 0 | 0 | 0 | 0 | 0 | 0 | 0 | 0 | 0 | 0 | 0 | 0 | 0 | 0 | 0 | 0 | 0 | 0 | 0 | 0 | 0 | 0 | 0 | 0 | 0 | 0 | 0 | 0 | 0 | 0 | 0 | 0 | 0 | 0 | 0 | 0 | 0 | 0 | 0 | 0 | 0 | 0 | 0 | 0 | 0 | 0 | 0 | 0 | 0 | 0 | 0 | 0 | 0 | 0 | 0 | 0 | 0 | 0 | 0 | 0 | 0 | 0 | 0 | 0 | 0 | 0 | 0 | 0 | 0 | 0 | 0 | 0 | 0 | 0 | 0 | 0 | 0 | 0 | 0 | 0 | 0 | 0 | 0 | 0 | 0 | 0 | 0 | 0 | 0 | 0 | 0 | 0 | 0 | 0 | 0 | 0 | 0 | 0 | 0 | 0 | 0 | 0 | 0 | 0 | 0 | 0 | 0 | 0 | 0 | 0 | 0 | 0 | 0 | 0 | 0 | 0 | 0 | 0 | 0 | 0 | 0 | 0 | 0 | 0 | 0 | 0 | 0 | 0 | 0 | 0 | 0 | 0 | 0 | 0 | 0 | 0 | 0 | 0 | 0 | 0 | 0 | 0 | 0 | 0 | 0 | 0 | 0 | 0 | 0 | 0 | 0 | 0.0021277 | 0.096451
4: RNA structural | 0.039034 | 0.017866 | 0.013605 | 0.0054262 | 0.033253 | 0.25923 | 0.00098651 | 0.00099901 | 0.00098657 | 0.091388 | 0.0020436 | 0.00099848 | 0.027271 | 0.041232 | 0.032905 | 0.013565 | 0.013565 | 0.027194 | 0.013549 | 0 | 0.027268 | 0.031056 | 0.031056 | 0.019516 | 0.0098657 | 0.027582 | 0.22838 | 0.28227 | 0.53248 | 0.12599 | 0.025472 | 0.025472 | 0.0098657 | 0.035776 | 0.043015 | 0.035776 | 0.036519 | 0.035776 | 0.015279 | 0.014789 | 0.32342 | 0.069505 | 0.024587 | 0.024587 | 0.055027 | 0.041364 | 0.13901 | 0.02975 | 0.068236 | 0.013605 | 0.0054612 | 0.017375 | 0.20599 | 0.00099294 | 0.0039982 | 0.00099294 | 0.092507 | 0.00099294 | 0.000999 | 0.026983 | 0.041729 | 0.032334 | 0.0136 | 0.013609 | 0.0136 | 0.0136 | 0 | 0.027268 | 0.055862 | 0.055399 | 0.019514 | 0.0098657 | 0.020978 | 0.2313 | 0.2859 | 0.5394 | 0.12756 | 0.0099294 | 0.0099294 | 0.0099294 | 0.014894 | 0.01539 | 0.014894 | 0.01539 | 0.014894 | 0.015279 | 0.014789 | 0.32759 | 0.091852 | 0.024821 | 0.024821 | 0.066689 | 0.024963 | 0.14961 | 0.02975 |  | 0.013598 | 0.0054612 | 0.017375 | 0.20599 | 0.001539 | 0.00098973 | 0.00099294 | 0.101 | 0.00099294 | 0.000999 | 0.00051366 | 0.033549 | 0.010598 | 0.0069781 | 0.021021 | 0.0069781 | 0.0069781 | 0 | 0.027215 |  | 0.069491 | 0.019514 | 0.0098657 | 0.020978 | 0.2313 | 0.2859 | 0.5394 | 0.12756 | 0.0099294 | 0.0099294 | 0.0099294 | 0.015651 | 0.019651 | 0.015651 | 0.016164 | 0.019137 | 0.015217 | 0.01473 | 0.32759 | 0.024185 | 0.024821 | 0.024821 | 0.024185 | 0.024963 | 0.10038 | 0.025187 | 0.010659 | 0.00050681 | 0.14466 | 0.50875 | 0.60375 | 0.00050688 | 0.0005005 | 0.02655 | 0.0075156 | 0.00054659 | 0.00099923 | 0.0070628 | 0.51698 | 0.021873 | 0.0069695 | 0.0069695 | 0.0069695 | 0.47045 | 0 | 0.020137 | 0.51025 | 0.51025 |  | 0.0099294 | 0.22307 | 0.24129 | 0.2968 | 0.55457 | 0.13581 | 0.505 | 0.505 | 0.010746 | 0.5075 | 0.50775 | 0.5075 | 0.50775 | 0.5075 | 0.0069816 | 0.0069781 | 0.62755 | 0.44068 | 0.44131 | 0.44131 | 0.36486 | 0.27401 | 0.44721 | 0.0099401 | 0.012022 | 0.00050681 | 0.0033908 | 0.010789 | 0.12792 | 0.1411 | 0.19656 | 0.09951 | 0.0095654 | 0.00054659 | 0.0005005 | 0.51366 | 0.51698 | 0.010598 | 0.50687 | 0.50688 | 0.50687 | 0.50687 | 0 | 0.50687 | 0.51025 | 0.51025 | 0.01025 | 0.0099294 | 0.47823 | 1 | 0.644 | 0.77169 | 0.56425 | 0.505 | 0.0027775 | 0.0027775 | 0.0027912 | 0.0027926 | 0.0027912 | 0.0027926 | 0.0027912 | 0.0069816 | 0.0069781 | 0.0036575 | 0.5125 | 0.0028187 | 0.0028187 | 0.010506 | 0.5125 | 0.011326 | 0.025187 | 0.010659 | 0.00050681 | 0.14466 | 0.50875 | 0.60375 | 0.00050688 | 0.0005005 | 0.02655 | 0.0075156 | 0.00054659 | 0.00099923 | 0.0070628 | 0.51698 | 0.021873 | 0.0069695 | 0.0069695 | 0.0069695 | 0.47045 | 0 | 0.020137 | 0.51025 | 0.51025 |  | 0.0099294 | 0.22307 | 0.24129 | 0.2968 | 0.55457 | 0.13581 | 0.505 | 0.505 | 0.010746 | 0.5075 | 0.50775 | 0.5075 | 0.50775 | 0.5075 | 0.0069816 | 0.0069781 | 0.62755 | 0.44068 | 0.44131 | 0.44131 | 0.36486 | 0.27401 | 0.44721 | 0.02975 |  | 0.013598 | 0.0054612 | 0.017375 | 0.20599 | 0.001539 | 0.00098973 | 0.00099294 | 0.101 | 0.00099294 | 0.000999 | 0.00051366 | 0.033549 | 0.010598 | 0.0069781 | 0.021021 | 0.0069781 | 0.0069781 | 0 | 0.027215 |  | 0.069491 | 0.019514 | 0.0098657 | 0.020978 | 0.2313 | 0.2859 | 0.5394 | 0.12756 | 0.0099294 | 0.0099294 | 0.0099294 | 0.015651 | 0.019651 | 0.015651 | 0.016164 | 0.019137 | 0.015217 | 0.01473 | 0.32759 | 0.024185 | 0.024821 | 0.024821 | 0.024185 | 0.024963 | 0.10038 | 0.02975 | 0.068236 | 0.013605 | 0.0054612 | 0.017375 | 0.20599 | 0.00099294 | 0.0039982 | 0.00099294 | 0.092507 | 0.00099294 | 0.000999 | 0.026983 | 0.041729 | 0.032334 | 0.0136 | 0.013609 | 0.0136 | 0.0136 | 0 | 0.027268 | 0.055862 | 0.055399 | 0.019514 | 0.0098657 | 0.020978 | 0.2313 | 0.2859 | 0.5394 | 0.12756 | 0.0099294 | 0.0099294 | 0.0099294 | 0.014894 | 0.01539 | 0.014894 | 0.01539 | 0.014894 | 0.015279 | 0.014789 | 0.32759 | 0.091852 | 0.024821 | 0.024821 | 0.066689 | 0.024963 | 0.14961 | 0.039034 | 0.017866 | 0.013605 | 0.0054262 | 0.033253 | 0.25923 | 0.00098651 | 0.00099901 | 0.00098657 | 0.091388 | 0.0020436 | 0.00099848 | 0.027271 | 0.041232 | 0.032905 | 0.013565 | 0.013565 | 0.027194 | 0.013549 | 0 | 0.027268 | 0.031056 | 0.031056 | 0.019516 | 0.0098657 | 0.027582 | 0.22838 | 0.28227 | 0.53248 | 0.12599 | 0.025472 | 0.025472 | 0.0098657 | 0.035776 | 0.043015 | 0.035776 | 0.036519 | 0.035776 | 0.015279 | 0.014789 | 0.32342 | 0.069505 | 0.024587 | 0.024587 | 0.055027 | 0.041364 | 0.13901 | 0.029771 | 0.067841 | 0.013605 | 0.0054261 | 0.017239 | 0.20339 | 0.00098657 | 0.0039804 | 0.00098657 | 0.091392 | 0.00098657 | 0.00099901 | 0.027271 | 0.041698 | 0.032341 | 0.013548 | 0.049041 | 0.013548 | 0.013548 | 0 | 0.027013 | 0.055539 | 0.055079 | 0.019516 | 0.0098657 | 0.020879 | 0.22838 | 0.28227 | 0.53247 | 0.12599 | 0.0098657 | 0.0098657 | 0.0098657 | 0.014789 | 0.015279 | 0.014789 | 0.015279 | 0.014789 | 0.014981 | 0.014509 | 0.32342 | 0.091555 | 0.024587 | 0.024587 | 0.066527 | 0.024963 | 0.14946 | 0.11313 | 0.2112
4: generator & gearbox | 0.029771 | 0.067841 | 0.013605 | 0.0054262 | 0.017239 | 0.2034 | 0.00098657 | 0.0039825 | 0.00098657 | 0.091393 | 0.00098657 | 0.00099901 | 0.027271 | 0.047526 | 0.032341 | 0.025636 | 0.013385 | 0.013574 | 0.013574 | 0 | 0.02727 | 0.055539 | 0.055079 | 0.019516 | 0.0098657 | 0.020879 | 0.22838 | 0.28227 | 0.53248 | 0.12599 | 0.0098657 | 0.0098657 | 0.0098657 | 0.029186 | 0.029932 | 0.029186 | 0.029932 | 0.029186 | 0.015281 | 0.014791 | 0.32342 | 0.093441 | 0.024587 | 0.024587 | 0.068503 | 0.024963 | 0.15191 | 0.028893 | 0.017862 | 0.013605 | 0.016621 | 0.026632 | 0.25402 | 0.00098973 | 0.00099901 | 0.0035244 | 0.091951 | 0.000916 | 0.00099904 | 0.026983 | 0.041255 | 0.032904 | 0.013609 | 0.013609 | 0.013564 | 0.085786 | 0 | 0.027268 | 0.031113 | 0.031113 | 0.10435 | 0.0098657 | 0.025167 | 0.25385 | 0.30843 | 0.56184 | 0.15016 | 0.020212 | 0.020212 | 0.02043 | 0.029116 | 0.036468 | 0.029116 | 0.02986 | 0.029116 | 0.015279 | 0.014789 | 0.38175 | 0.069565 | 0.082211 | 0.082211 | 0.055062 | 0.04086 | 0.13905 | 0.02975 | 0.069491 | 0.013598 | 0.0054612 | 0.017375 | 0.20599 | 0.0015143 | 0.00098973 | 0.00099294 | 0.10045 | 0.00099294 | 0.000999 | 0.51366 | 0.0071085 | 0.032235 | 0.0069781 | 0.50687 | 0.0069781 | 0.0069781 | 0 | 0.023708 | 0.060141 | 0.059681 | 0.019514 | 0.0098657 | 0.020978 | 0.2313 | 0.2859 | 0.5394 | 0.12756 | 0.0099294 | 0.0099294 | 0.0099294 | 0.014894 | 0.0069816 | 0.014894 | 0.01539 | 0.0069781 | 0.01113 | 0.010883 | 0.32759 | 0.024493 | 0.024821 | 0.024821 | 0.024493 | 0.024963 | 0.10262 | 0.02975 | 0.054819 | 0.013612 | 0.0054612 | 0.017375 | 0.20599 | 0.00050688 | 0.0032457 | 0.00099294 | 0.0075156 | 0.00099294 | 0.000999 | 0.00051366 | 0.27928 | 0.032573 | 0.50687 | 0.50687 | 0.27782 | 0.042213 | 0 | 0.023708 | 0.045464 | 0.044996 | 0.019514 | 0.0098657 | 0.020978 | 0.2313 | 0.2859 | 0.5394 | 0.12756 | 0.0099294 | 0.0099294 | 0.0099294 | 0.015651 | 0.016164 | 0.015651 | 0.016164 | 0.015651 | 0.01113 | 0.010883 | 0.32759 |  | 0.024821 | 0.024821 |  | 0.024963 |  | 0.50975 | 0.010659 | 0.00050681 | 0.0027775 | 0.01127 | 0.13363 | 0.00051025 | 0.09951 | 0.000505 | 0.0095654 | 0.00054659 | 0.0005005 | 0.51366 | 0.51698 | 0.010598 | 0.0075156 | 0.0075156 | 0.0069695 | 0.50687 | 0 | 0.50687 | 0.011205 | 0.011205 | 0.51 | 0.0099294 | 0.47823 | 0.6165 | 1 | 0.77169 | 0.56425 | 0.0054659 | 0.0054659 | 0.000505 | 0.5075 | 0.50775 | 0.5075 | 0.50775 | 0.5075 | 0.0069816 | 0.0069781 | 0.665 | 0.5125 | 0.5125 | 0.5125 | 0.010506 | 0.5125 | 0.011326 | 0.034606 | 0.14052 | 0.00050681 | 0.0057603 | 0.00050875 | 0.00060375 | 0.00051025 | 0.0005005 | 0.0012976 | 0.54659 | 0.0010473 | 0.00099898 | 0.51366 | 0.00051698 | 0.033608 | 0.00050688 | 0.00050688 | 0.013652 | 0.25784 | 0 | 0.027362 | 0.00051025 | 0.00051025 | 0.062625 | 0.0099294 | 0.011535 | 0.23581 | 0.29135 | 0.54924 | 0.13027 | 0.010695 | 0.010695 | 0.010473 | 0.15851 | 0.16502 | 0.15851 | 0.16377 | 0.15851 | 0.015389 | 0.014893 | 0.34198 | 0.026393 | 0.027023 | 0.027023 | 0.026007 | 0.024736 | 0.10787 | 0.02975 | 0.069491 | 0.013598 | 0.0054612 | 0.017375 | 0.20599 | 0.0015143 | 0.00098973 | 0.00099294 | 0.10045 | 0.00099294 | 0.000999 | 0.00051366 | 0.0071085 | 0.032235 | 0.0069781 | 0.50687 | 0.0069781 | 0.0069781 | 0 | 0.023708 | 0.060141 | 0.059681 | 0.019514 | 0.0098657 | 0.020978 | 0.2313 | 0.2859 | 0.5394 | 0.12756 | 0.0099294 | 0.0099294 | 0.0099294 | 0.015651 | 0.50775 | 0.015651 | 0.016164 | 0.5075 | 0.01113 | 0.010883 | 0.32759 | 0.024493 | 0.024821 | 0.024821 | 0.024493 | 0.024963 | 0.10262 | 0.02975 | 0.068149 | 0.013605 | 0.0054612 | 0.017375 | 0.20599 | 0.00098973 | 0.0034859 | 0.00099294 | 0.091951 | 0.00099294 | 0.000999 | 0.026983 | 0.041736 | 0.032335 | 0.013609 | 0.013609 | 0.047381 | 0.040884 | 0 | 0.027268 | 0.055794 | 0.055331 | 0.019514 | 0.0098657 | 0.020978 | 0.2313 | 0.2859 | 0.5394 | 0.12756 | 0.0099294 | 0.0099294 | 0.0099294 | 0.014894 | 0.01539 | 0.014894 | 0.01539 | 0.014894 | 0.015279 | 0.014789 | 0.32759 | 0.091793 | 0.024821 | 0.024821 | 0.066659 | 0.024963 | 0.14958 | 0.029771 | 0.067841 | 0.013605 | 0.0054262 | 0.017239 | 0.2034 | 0.00098657 | 0.0039825 | 0.00098657 | 0.091393 | 0.00098657 | 0.00099901 | 0.027271 | 0.047526 | 0.032341 | 0.025636 | 0.013385 | 0.013574 | 0.013574 | 0 | 0.02727 | 0.055539 | 0.055079 | 0.019516 | 0.0098657 | 0.020879 | 0.22838 | 0.28227 | 0.53248 | 0.12599 | 0.0098657 | 0.0098657 | 0.0098657 | 0.029186 | 0.029932 | 0.029186 | 0.029932 | 0.029186 | 0.015281 | 0.014791 | 0.32342 | 0.093441 | 0.024587 | 0.024587 | 0.068503 | 0.024963 | 0.15191 | 0.029771 | 0.067841 | 0.013605 | 0.0054261 | 0.017239 | 0.20339 | 0.00098657 | 0.0039804 | 0.00098657 | 0.091392 | 0.00098657 | 0.00099901 | 0.048125 | 0.041698 | 0.032341 | 0.013548 | 0.048071 | 0.013548 | 0.013548 | 0 | 0.02702 | 0.055539 | 0.055079 | 0.019516 | 0.0098657 | 0.020879 | 0.22838 | 0.28227 | 0.53247 | 0.12599 | 0.0098657 | 0.0098657 | 0.0098657 | 0.014789 | 0.015279 | 0.014789 | 0.015279 | 0.014789 | 0.014989 | 0.014516 | 0.32342 | 0.091555 | 0.024587 | 0.024587 | 0.066527 | 0.024963 | 0.14946 | 0.091489 | 0.24914
4: turbine controls | 0.029771 | 0.067841 | 0.013605 | 0.0054262 | 0.017239 | 0.2034 | 0.00098657 | 0.0039825 | 0.00098657 | 0.091393 | 0.00098657 | 0.00099901 | 0.027271 | 0.047526 | 0.032341 | 0.025636 | 0.013385 | 0.013574 | 0.013574 | 0 | 0.02727 | 0.055539 | 0.055079 | 0.019516 | 0.0098657 | 0.020879 | 0.22838 | 0.28227 | 0.53248 | 0.12599 | 0.0098657 | 0.0098657 | 0.0098657 | 0.029186 | 0.029932 | 0.029186 | 0.029932 | 0.029186 | 0.015281 | 0.014791 | 0.32342 | 0.093441 | 0.024587 | 0.024587 | 0.068503 | 0.024963 | 0.15191 | 0.028893 | 0.017862 | 0.013605 | 0.016621 | 0.026632 | 0.25402 | 0.00098973 | 0.00099901 | 0.0035244 | 0.091951 | 0.000916 | 0.00099904 | 0.026983 | 0.041255 | 0.032904 | 0.013609 | 0.013609 | 0.013564 | 0.085786 | 0 | 0.027268 | 0.031113 | 0.031113 | 0.10435 | 0.0098657 | 0.025167 | 0.25385 | 0.30843 | 0.56184 | 0.15016 | 0.020212 | 0.020212 | 0.02043 | 0.029116 | 0.036468 | 0.029116 | 0.02986 | 0.029116 | 0.015279 | 0.014789 | 0.38175 | 0.069565 | 0.082211 | 0.082211 | 0.055062 | 0.04086 | 0.13905 | 0.02975 | 0.069491 | 0.013598 | 0.0054612 | 0.017375 | 0.20599 | 0.0015143 | 0.00098973 | 0.00099294 | 0.10045 | 0.00099294 | 0.000999 | 0.51366 | 0.0071085 | 0.032235 | 0.0069781 | 0.50687 | 0.0069781 | 0.0069781 | 0 | 0.023708 | 0.060141 | 0.059681 | 0.019514 | 0.0098657 | 0.020978 | 0.2313 | 0.2859 | 0.5394 | 0.12756 | 0.0099294 | 0.0099294 | 0.0099294 | 0.014894 | 0.0069816 | 0.014894 | 0.01539 | 0.0069781 | 0.01113 | 0.010883 | 0.32759 | 0.024493 | 0.024821 | 0.024821 | 0.024493 | 0.024963 | 0.10262 | 0.02975 | 0.054819 | 0.013612 | 0.0054612 | 0.017375 | 0.20599 | 0.00050688 | 0.0032457 | 0.00099294 | 0.0075156 | 0.00099294 | 0.000999 | 0.00051366 | 0.27928 | 0.032573 | 0.50687 | 0.50687 | 0.27782 | 0.042213 | 0 | 0.023708 | 0.045464 | 0.044996 | 0.019514 | 0.0098657 | 0.020978 | 0.2313 | 0.2859 | 0.5394 | 0.12756 | 0.0099294 | 0.0099294 | 0.0099294 | 0.015651 | 0.016164 | 0.015651 | 0.016164 | 0.015651 | 0.01113 | 0.010883 | 0.32759 |  | 0.024821 | 0.024821 |  | 0.024963 |  | 0.015048 | 0.015048 | 0.00050681 | 0.50275 | 0.013505 | 0.16013 | 0.00051025 | 0.000505 | 0.000505 | 0.0095654 | 0.00054659 | 0.0005005 | 0.51366 | 0.51698 | 0.010598 | 0.0075156 | 0.0075156 | 0.0069695 | 0.50687 | 0 | 0.50687 | 0.011205 | 0.011205 | 0.51 | 0.0099294 | 0.47823 | 0.6165 | 0.644 | 1 | 0.56425 | 0.0050975 | 0.0054659 | 0.505 | 0.5075 | 0.50775 | 0.5075 | 0.50775 | 0.5075 | 0.0069816 | 0.0069781 | 0.665 | 0.5125 | 0.5125 | 0.5125 | 0.010506 | 0.5125 | 0.011326 | 0.034606 | 0.14052 | 0.00050681 | 0.0057603 | 0.00050875 | 0.00060375 | 0.00051025 | 0.0005005 | 0.0012976 | 0.54659 | 0.0010473 | 0.00099898 | 0.51366 | 0.00051698 | 0.033608 | 0.00050688 | 0.00050688 | 0.013652 | 0.25784 | 0 | 0.027362 | 0.00051025 | 0.00051025 | 0.062625 | 0.0099294 | 0.011535 | 0.23581 | 0.29135 | 0.54924 | 0.13027 | 0.010695 | 0.010695 | 0.010473 | 0.15851 | 0.16502 | 0.15851 | 0.16377 | 0.15851 | 0.015389 | 0.014893 | 0.34198 | 0.026393 | 0.027023 | 0.027023 | 0.026007 | 0.024736 | 0.10787 | 0.02975 | 0.069491 | 0.013598 | 0.0054612 | 0.017375 | 0.20599 | 0.0015143 | 0.00098973 | 0.00099294 | 0.10045 | 0.00099294 | 0.000999 | 0.00051366 | 0.0071085 | 0.032235 | 0.0069781 | 0.50687 | 0.0069781 | 0.0069781 | 0 | 0.023708 | 0.060141 | 0.059681 | 0.019514 | 0.0098657 | 0.020978 | 0.2313 | 0.2859 | 0.5394 | 0.12756 | 0.0099294 | 0.0099294 | 0.0099294 | 0.015651 | 0.50775 | 0.015651 | 0.016164 | 0.5075 | 0.01113 | 0.010883 | 0.32759 | 0.024493 | 0.024821 | 0.024821 | 0.024493 | 0.024963 | 0.10262 | 0.02975 | 0.068149 | 0.013605 | 0.0054612 | 0.017375 | 0.20599 | 0.00098973 | 0.0034859 | 0.00099294 | 0.091951 | 0.00099294 | 0.000999 | 0.026983 | 0.041736 | 0.032335 | 0.013609 | 0.013609 | 0.047381 | 0.040884 | 0 | 0.027268 | 0.055794 | 0.055331 | 0.019514 | 0.0098657 | 0.020978 | 0.2313 | 0.2859 | 0.5394 | 0.12756 | 0.0099294 | 0.0099294 | 0.0099294 | 0.014894 | 0.01539 | 0.014894 | 0.01539 | 0.014894 | 0.015279 | 0.014789 | 0.32759 | 0.091793 | 0.024821 | 0.024821 | 0.066659 | 0.024963 | 0.14958 | 0.029771 | 0.067841 | 0.013605 | 0.0054262 | 0.017239 | 0.2034 | 0.00098657 | 0.0039825 | 0.00098657 | 0.091393 | 0.00098657 | 0.00099901 | 0.027271 | 0.047526 | 0.032341 | 0.025636 | 0.013385 | 0.013574 | 0.013574 | 0 | 0.02727 | 0.055539 | 0.055079 | 0.019516 | 0.0098657 | 0.020879 | 0.22838 | 0.28227 | 0.53248 | 0.12599 | 0.0098657 | 0.0098657 | 0.0098657 | 0.029186 | 0.029932 | 0.029186 | 0.029932 | 0.029186 | 0.015281 | 0.014791 | 0.32342 | 0.093441 | 0.024587 | 0.024587 | 0.068503 | 0.024963 | 0.15191 | 0.029771 | 0.067841 | 0.013605 | 0.0054261 | 0.017239 | 0.20339 | 0.00098657 | 0.0039804 | 0.00098657 | 0.091392 | 0.00098657 | 0.00099901 | 0.048125 | 0.041698 | 0.032341 | 0.013548 | 0.048071 | 0.013548 | 0.013548 | 0 | 0.02702 | 0.055539 | 0.055079 | 0.019516 | 0.0098657 | 0.020879 | 0.22838 | 0.28227 | 0.53247 | 0.12599 | 0.0098657 | 0.0098657 | 0.0098657 | 0.014789 | 0.015279 | 0.014789 | 0.015279 | 0.014789 | 0.014989 | 0.014516 | 0.32342 | 0.091555 | 0.024587 | 0.024587 | 0.066527 | 0.024963 | 0.14946 | 0.092165 | 0.42531
4: tower structural | 0.039034 | 0.017866 | 0.013605 | 0.0054262 | 0.033253 | 0.25923 | 0.00098651 | 0.00099901 | 0.00098657 | 0.091388 | 0.0020436 | 0.00099848 | 0.027271 | 0.041232 | 0.032905 | 0.013565 | 0.013565 | 0.027194 | 0.013549 | 0 | 0.027268 | 0.031056 | 0.031056 | 0.019516 | 0.0098657 | 0.027582 | 0.22838 | 0.28227 | 0.53248 | 0.12599 | 0.025472 | 0.025472 | 0.0098657 | 0.035776 | 0.043015 | 0.035776 | 0.036519 | 0.035776 | 0.015279 | 0.014789 | 0.32342 | 0.069505 | 0.024587 | 0.024587 | 0.055027 | 0.041364 | 0.13901 | 0.02975 | 0.068236 | 0.013605 | 0.0054612 | 0.017375 | 0.20599 | 0.00099294 | 0.0039982 | 0.00099294 | 0.092507 | 0.00099294 | 0.000999 | 0.026983 | 0.041729 | 0.032334 | 0.0136 | 0.013609 | 0.0136 | 0.0136 | 0 | 0.027268 | 0.055862 | 0.055399 | 0.019514 | 0.0098657 | 0.020978 | 0.2313 | 0.2859 | 0.5394 | 0.12756 | 0.0099294 | 0.0099294 | 0.0099294 | 0.014894 | 0.01539 | 0.014894 | 0.01539 | 0.014894 | 0.015279 | 0.014789 | 0.32759 |  | 0.024821 | 0.024821 | 0.066689 | 0.024963 | 0.14961 | 0.02975 |  | 0.013598 | 0.0054612 | 0.017375 | 0.20599 | 0.001539 | 0.00098973 | 0.00099294 | 0.101 | 0.00099294 | 0.000999 | 0.00051366 | 0.033549 | 0.010598 | 0.0069781 | 0.021021 | 0.0069781 | 0.0069781 | 0 | 0.027215 |  |  | 0.019514 | 0.0098657 | 0.020978 | 0.2313 | 0.2859 | 0.5394 | 0.12756 | 0.0099294 | 0.0099294 | 0.0099294 | 0.015651 | 0.019651 | 0.015651 | 0.016164 | 0.019137 | 0.015217 | 0.01473 | 0.32759 | 0.024185 | 0.024821 | 0.024821 | 0.024185 | 0.024963 | 0.10038 | 0.025187 | 0.010659 | 0.00050681 | 0.14466 | 0.50875 | 0.60375 | 0.00050688 | 0.0005005 | 0.02655 | 0.0075156 | 0.00054659 | 0.00099923 | 0.0070628 | 0.51698 | 0.021873 | 0.0069695 | 0.0069695 | 0.0069695 | 0.47045 | 0 | 0.020137 | 0.51025 | 0.51025 |  | 0.0099294 | 0.22307 | 0.24129 | 0.2968 | 0.55457 | 0.13581 | 0.505 | 0.505 | 0.010746 | 0.5075 | 0.50775 | 0.5075 | 0.50775 | 0.5075 | 0.0069816 | 0.0069781 | 0.62755 | 0.44068 | 0.44131 | 0.44131 | 0.36486 | 0.27401 | 0.44721 | 0.0099401 | 0.011003 | 0.00050681 | 0.0031034 | 0.0098744 | 0.60375 | 0.1411 | 0.19656 | 0.09951 | 0.0095654 | 0.00054659 | 0.0005005 | 0.51366 | 0.51698 | 0.010598 | 0.50687 | 0.50688 | 0.50687 | 0.50687 | 0 | 0.50687 | 0.51025 | 0.51025 | 0.01025 | 0.0099294 | 0.0050875 | 0.6165 | 0.644 | 0.77169 | 1 | 0.505 | 0.0027775 | 0.0027775 | 0.0027912 | 0.0027926 | 0.0027912 | 0.0027926 | 0.0027912 | 0.0069816 | 0.0069781 | 0.0036575 | 0.5125 | 0.0028188 | 0.0028188 | 0.010506 | 0.5125 | 0.011326 | 0.025187 | 0.010659 | 0.00050681 | 0.14466 | 0.50875 | 0.60375 | 0.00050688 | 0.0005005 | 0.02655 | 0.0075156 | 0.00054659 | 0.00099923 | 0.0070628 | 0.51698 | 0.021873 | 0.0069695 | 0.0069695 | 0.0069695 | 0.47045 | 0 | 0.020137 | 0.51025 | 0.51025 |  | 0.0099294 | 0.22307 | 0.24129 | 0.2968 | 0.55457 | 0.13581 | 0.505 | 0.505 | 0.010746 | 0.5075 | 0.50775 | 0.5075 | 0.50775 | 0.5075 | 0.0069816 | 0.0069781 | 0.62755 | 0.44068 | 0.44131 | 0.44131 | 0.36486 | 0.27401 | 0.44721 | 0.02975 |  | 0.013598 | 0.0054612 | 0.017375 | 0.20599 | 0.001539 | 0.00098973 | 0.00099294 | 0.101 | 0.00099294 | 0.000999 | 0.00051366 | 0.033549 | 0.010598 | 0.0069781 | 0.021021 | 0.0069781 | 0.0069781 | 0 | 0.027215 |  |  | 0.019514 | 0.0098657 | 0.020978 | 0.2313 | 0.2859 | 0.5394 | 0.12756 | 0.0099294 | 0.0099294 | 0.0099294 | 0.015651 | 0.019651 | 0.015651 | 0.016164 | 0.019137 | 0.015217 | 0.01473 | 0.32759 | 0.024185 | 0.024821 | 0.024821 | 0.024185 | 0.024963 | 0.10038 | 0.02975 | 0.068236 | 0.013605 | 0.0054612 | 0.017375 | 0.20599 | 0.00099294 | 0.0039982 | 0.00099294 | 0.092507 | 0.00099294 | 0.000999 | 0.026983 | 0.041729 | 0.032334 | 0.0136 | 0.013609 | 0.0136 | 0.0136 | 0 | 0.027268 | 0.055862 | 0.055399 | 0.019514 | 0.0098657 | 0.020978 | 0.2313 | 0.2859 | 0.5394 | 0.12756 | 0.0099294 | 0.0099294 | 0.0099294 | 0.014894 | 0.01539 | 0.014894 | 0.01539 | 0.014894 | 0.015279 | 0.014789 | 0.32759 |  | 0.024821 | 0.024821 | 0.066689 | 0.024963 | 0.14961 | 0.039034 | 0.017866 | 0.013605 | 0.0054262 | 0.033253 | 0.25923 | 0.00098651 | 0.00099901 | 0.00098657 | 0.091388 | 0.0020436 | 0.00099848 | 0.027271 | 0.041232 | 0.032905 | 0.013565 | 0.013565 | 0.027194 | 0.013549 | 0 | 0.027268 | 0.031056 | 0.031056 | 0.019516 | 0.0098657 | 0.027582 | 0.22838 | 0.28227 | 0.53248 | 0.12599 | 0.025472 | 0.025472 | 0.0098657 | 0.035776 | 0.043015 | 0.035776 | 0.036519 | 0.035776 | 0.015279 | 0.014789 | 0.32342 | 0.069505 | 0.024587 | 0.024587 | 0.055027 | 0.041364 | 0.13901 | 0.029771 | 0.067841 | 0.013605 | 0.0054261 | 0.017239 | 0.20339 | 0.00098657 | 0.0039804 | 0.00098657 | 0.091392 | 0.00098657 | 0.00099901 | 0.027271 | 0.041698 | 0.032341 | 0.013548 | 0.049041 | 0.013548 | 0.013548 | 0 |  | 0.055539 | 0.055079 | 0.019516 | 0.0098657 | 0.020879 | 0.22838 | 0.28227 | 0.53247 | 0.12599 | 0.0098657 | 0.0098657 | 0.0098657 | 0.014789 | 0.015279 | 0.014789 | 0.015279 | 0.014789 | 0.014981 | 0.014509 | 0.32342 | 0.091555 | 0.024587 | 0.024587 | 0.066527 | 0.024963 | 0.14946 | 0.11371 | 0.13911
4: platform (structural integrity) | 0 | 0.017866 | 0.013605 | 0.0054262 | 0.03325 | 0.25923 | 0.00098651 | 0.00099901 | 0.00098658 | 0.091388 | 0.0020433 | 0.00099848 | 0.027271 | 0.041232 | 0.032905 | 0.013565 | 0.013565 | 0.027171 | 0.013549 | 0 | 0.027268 | 0.031056 | 0.031056 | 0.019516 | 0.0098657 |  | 0.22838 | 0.28227 | 0.53248 | 0.12599 | 0.025469 | 0.025469 | 0.0098658 | 0.035773 | 0.043012 | 0.035773 | 0.036515 | 0.035773 | 0.015279 | 0.014789 | 0.32342 | 0.069505 | 0.024587 | 0.024587 | 0.055027 | 0.041364 | 0.13901 | 0.02975 | 0.068236 | 0.013605 | 0.0054612 | 0.017375 | 0.20599 | 0.00099294 | 0.0039982 | 0.00099294 | 0.092507 | 0.00099294 | 0.000999 | 0.02685 | 0.041729 | 0.032334 | 0.0136 | 0.013565 | 0.0136 | 0.0136 | 0 | 0.027268 | 0.055862 | 0.055399 | 0.019514 | 0.0098657 | 0.020978 | 0.2313 | 0.2859 | 0.5394 | 0.12756 | 0.0099294 | 0.0099294 | 0.0099294 | 0.014894 | 0.01539 | 0.014894 | 0.01539 | 0.014894 | 0.015279 | 0.014789 | 0.32759 |  | 0.024821 | 0.024821 | 0.066689 | 0.024963 | 0.14961 | 0.02975 |  | 0.013592 | 0.0054612 | 0.017375 | 0.20599 | 0.0020195 | 0.00098651 | 0.00099294 | 0.10692 | 0.00099294 | 0.000999 | 0.00051366 | 0.033372 | 0.010598 | 0.0136 | 0.027479 | 0.0136 | 0.0136 | 0 | 0.027168 |  |  | 0.019514 | 0.0098658 | 0.020978 | 0.2313 | 0.2859 | 0.5394 | 0.12756 | 0.0099294 | 0.0099294 | 0.0099294 | 0.015651 | 0.022906 | 0.015651 | 0.016164 | 0.022394 | 0.015162 | 0.014679 | 0.32759 | 0.024187 | 0.024821 | 0.024821 | 0.024187 | 0.024963 | 0.1004 | 0.025187 | 0.010659 | 0.00050681 | 0.14466 | 0.50875 | 0.60375 | 0.00050688 | 0.0005005 | 0.02655 | 0.0075156 | 0.00054659 | 0.00099923 | 0.0070628 | 0.51698 | 0.021873 | 0.0069695 | 0.0069695 | 0.0069695 |  | 0 | 0.020137 | 0.51025 | 0.51025 | 0.50161 | 0.0099294 | 0.22307 | 0.24129 | 0.2968 | 0.55457 | 0.13581 | 0.505 | 0.505 | 0.010746 | 0.5075 | 0.50775 | 0.5075 | 0.50775 | 0.5075 | 0.0069816 | 0.0069781 |  | 0.44068 |  |  | 0.36486 | 0.27401 | 0.44721 | 0.50975 | 0.00050975 | 0.00050681 | 0.0027775 | 0.00050875 | 0.00060375 | 0.1411 | 0.000505 | 0.000505 | 0.00054659 | 0.0005005 | 0.0005005 | 0.00051366 | 0.00051698 | 0.010598 | 0.50687 | 0.50688 | 0.50687 | 0.50687 | 0 | 0.020137 | 0.51025 | 0.51025 | 0.01025 | 0.0099294 | 0.47823 | 0.0033908 | 0.003542 | 0.0042443 | 0.0031034 | 1 | 0.505 | 0.0027775 | 0.0027912 | 0.0027926 | 0.0027912 | 0.0027926 | 0.0027912 | 0.0069816 | 0.0069781 | 0.0036575 | 0.5125 | 0.0028188 | 0.0028188 | 0.5125 | 0.0005125 | 0.5525 | 0.025187 | 0.010659 | 0.00050681 | 0.14466 | 0.50875 | 0.60375 | 0.00050688 | 0.0005005 | 0.02655 | 0.0075156 | 0.00054659 | 0.00099923 | 0.0070628 | 0.51698 | 0.021873 | 0.0069695 | 0.0069695 | 0.0069695 |  | 0 | 0.020137 | 0.51025 | 0.51025 | 0.50161 | 0.0099294 | 0.22307 | 0.24129 | 0.2968 | 0.55457 | 0.13581 | 0.505 | 0.505 | 0.010746 | 0.5075 | 0.50775 | 0.5075 | 0.50775 | 0.5075 | 0.0069816 | 0.0069781 |  | 0.44068 |  |  | 0.36486 | 0.27401 | 0.44721 | 0.02975 |  | 0.013592 | 0.0054612 | 0.017375 | 0.20599 | 0.0020195 | 0.00098651 | 0.00099294 | 0.10692 | 0.00099294 | 0.000999 | 0.00051366 | 0.033372 | 0.010598 | 0.0136 | 0.027479 | 0.0136 | 0.0136 | 0 | 0.027168 |  |  | 0.019514 | 0.0098658 | 0.020978 | 0.2313 | 0.2859 | 0.5394 | 0.12756 | 0.0099294 | 0.0099294 | 0.0099294 | 0.015651 | 0.022906 | 0.015651 | 0.016164 | 0.022394 | 0.015162 | 0.014679 | 0.32759 | 0.024187 | 0.024821 | 0.024821 | 0.024187 | 0.024963 | 0.1004 | 0.02975 | 0.068236 | 0.013605 | 0.0054612 | 0.017375 | 0.20599 | 0.00099294 | 0.0039982 | 0.00099294 | 0.092507 | 0.00099294 | 0.000999 | 0.02685 | 0.041729 | 0.032334 | 0.0136 | 0.013565 | 0.0136 | 0.0136 | 0 | 0.027268 | 0.055862 | 0.055399 | 0.019514 | 0.0098657 | 0.020978 | 0.2313 | 0.2859 | 0.5394 | 0.12756 | 0.0099294 | 0.0099294 | 0.0099294 | 0.014894 | 0.01539 | 0.014894 | 0.01539 | 0.014894 | 0.015279 | 0.014789 | 0.32759 |  | 0.024821 | 0.024821 | 0.066689 | 0.024963 | 0.14961 | 0 | 0.017866 | 0.013605 | 0.0054262 | 0.03325 | 0.25923 | 0.00098651 | 0.00099901 | 0.00098658 | 0.091388 | 0.0020433 | 0.00099848 | 0.027271 | 0.041232 | 0.032905 | 0.013565 | 0.013565 | 0.027171 | 0.013549 | 0 | 0.027268 | 0.031056 | 0.031056 | 0.019516 | 0.0098657 |  | 0.22838 | 0.28227 | 0.53248 | 0.12599 | 0.025469 | 0.025469 | 0.0098658 | 0.035773 | 0.043012 | 0.035773 | 0.036515 | 0.035773 | 0.015279 | 0.014789 | 0.32342 | 0.069505 | 0.024587 | 0.024587 | 0.055027 | 0.041364 | 0.13901 | 0.029771 | 0.067841 | 0.013605 | 0.0054261 | 0.017239 | 0.20339 | 0.00098657 | 0.0039804 | 0.00098657 | 0.091392 | 0.00098657 | 0.00099901 | 0.027271 | 0.041698 | 0.032341 | 0.013548 | 0.049041 | 0.013548 | 0.013548 | 0 |  | 0.055539 | 0.055079 | 0.019516 | 0.0098657 | 0.020879 | 0.22838 | 0.28227 | 0.53247 | 0.12599 | 0.0098657 | 0.0098657 | 0.0098657 | 0.014789 | 0.015279 | 0.014789 | 0.015279 | 0.014789 | 0.014981 | 0.014509 | 0.32342 |  | 0.024587 | 0.024587 | 0.066527 | 0.024963 | 0.14946 | 0.10251 | 0.081216
4: platform (watertightness) | 0.029771 | 0.067841 | 0.013605 | 0.0054262 | 0.017239 | 0.2034 | 0.00098657 | 0.0039825 | 0.00098657 | 0.091393 | 0.00098657 | 0.00099901 | 0.027271 | 0.047526 | 0.032341 | 0.025636 | 0.013385 | 0.013574 | 0.013574 | 0 | 0.02727 | 0.055539 | 0.055079 | 0.019516 | 0.0098657 | 0.020879 | 0.22838 | 0.28227 | 0.53248 | 0.12599 | 0.0098657 | 0.0098657 | 0.0098657 | 0.029186 | 0.029932 | 0.029186 | 0.029932 | 0.029186 | 0.015281 | 0.014791 | 0.32342 | 0 | 0.024587 | 0.024587 | 0.068503 | 0.024963 | 0.15191 | 0.028893 | 0.017862 | 0.013605 | 0.016621 | 0.026632 | 0.25402 | 0.00098973 | 0.00099901 | 0.0035244 | 0.091951 | 0.000916 | 0.00099904 | 0.026983 | 0.041255 | 0.032904 | 0.013609 | 0.013609 | 0.013564 | 0.085786 | 0 | 0.027268 | 0.031113 | 0.031113 |  | 0.0098657 | 0.025167 | 0.25385 | 0.30843 | 0.56184 | 0.15016 | 0.020212 | 0.020212 | 0.02043 | 0.029116 | 0.036468 | 0.029116 | 0.02986 | 0.029116 | 0.015279 | 0.014789 | 0.38175 | 0.069565 | 0.082211 | 0.082211 | 0.055062 | 0.04086 | 0.13905 | 0.02975 | 0.069491 | 0.013598 | 0.0054612 | 0.017375 | 0.20599 | 0.0015143 | 0.00098973 | 0.00099294 | 0.10045 | 0.00099294 | 0.000999 | 0.51366 | 0.0071085 | 0.032235 | 0.0069781 | 0.50688 | 0.0069781 | 0.0069781 | 0 | 0.023708 | 0.060141 | 0.059681 | 0.019514 | 0.0098657 | 0.020978 | 0.2313 | 0.2859 | 0.5394 | 0.12756 | 0.0099294 | 0.0099294 | 0.0099294 | 0.014894 | 0.0069816 | 0.014894 | 0.01539 | 0.0069781 | 0.01113 | 0.010883 | 0.32759 | 0.024493 | 0.024821 | 0.024821 | 0.024493 | 0.024963 | 0.10262 | 0.02975 | 0.054819 | 0.013612 | 0.0054612 | 0.017375 | 0.20599 | 0.00050688 | 0.0032457 | 0.00099294 | 0.0075156 | 0.00099294 | 0.000999 | 0.00051366 |  | 0.010598 | 0.50687 | 0.50687 | 0.27782 | 0.042213 | 0 |  |  |  | 0.019514 | 0.0098657 | 0.020978 | 0.2313 | 0.2859 | 0.5394 | 0.12756 | 0.0099294 | 0.0099294 | 0.0099294 | 0.015651 | 0.016164 | 0.015651 | 0.016164 | 0.015651 | 0.01113 | 0.010883 | 0.32759 | 0.48141 | 0.024821 | 0.024821 | 0.4484 | 0.024963 | 0.5525 | 0.50975 | 0.50975 | 0.00050681 | 0.0027775 | 0.50875 | 0.60375 | 0.00051025 | 0.000505 | 0.0005005 | 0.00054659 | 0.5005 | 0.0005005 | 0.51366 | 0.51698 | 0.010598 | 0.0075156 | 0.0075156 | 0.0069695 | 0.50687 | 0 | 0.50687 | 0.011205 | 0.011205 | 0.51 | 0.0099294 | 0.47823 | 0.6165 | 0.644 | 0.77169 | 0.56425 | 0.505 | 1 | 0.000505 | 0.5075 | 0.50775 | 0.5075 | 0.50775 | 0.5075 | 0.0069816 | 0.0069781 | 0.665 | 0.5125 | 0.5125 | 0.5125 | 0.010506 | 0.5125 | 0.011326 | 0.034606 |  | 0.00050681 | 0.0057603 | 0.00050875 | 0.00060375 | 0.00051025 | 0.0005005 | 0.0012976 | 0.54659 | 0.0010473 | 0.00099898 | 0.51366 | 0.00051698 | 0.033608 | 0.00050688 | 0.00050688 | 0.013652 |  | 0 | 0.027362 | 0.00051025 | 0.00051025 | 0.062625 | 0.0099294 | 0.011535 | 0.23581 | 0.29135 | 0.54924 | 0.13027 | 0.010695 | 0.010695 | 0.010473 | 0.15851 | 0.16502 | 0.15851 | 0.16377 | 0.15851 | 0.015389 | 0.014893 | 0.34198 | 0.026393 | 0.027023 | 0.027023 | 0.026007 | 0.024736 | 0.10787 | 0.02975 | 0.069491 | 0.013598 | 0.0054612 | 0.017375 | 0.20599 | 0.0015143 | 0.00098973 | 0.00099294 | 0.10045 | 0.00099294 | 0.000999 | 0.00051366 | 0.0071085 | 0.032235 | 0.0069781 | 0.50687 | 0.0069781 | 0.0069781 | 0 | 0.023708 | 0.060141 | 0.059681 | 0.019514 | 0.0098657 | 0.020978 | 0.2313 | 0.2859 | 0.5394 | 0.12756 | 0.0099294 | 0.0099294 | 0.0099294 | 0.015651 | 0.50775 | 0.015651 | 0.016164 | 0.5075 | 0.01113 | 0.010883 | 0.32759 | 0.024493 | 0.024821 | 0.024821 | 0.024493 | 0.024963 | 0.10262 | 0.02975 | 0.068149 | 0.013605 | 0.0054612 | 0.017375 | 0.20599 | 0.00098973 | 0.0034859 | 0.00099294 | 0.091951 | 0.00099294 | 0.000999 | 0.026983 | 0.041736 | 0.032335 | 0.013609 | 0.013609 | 0.047381 | 0.040884 | 0 | 0.027268 | 0.055794 | 0.055331 | 0.019514 | 0.0098657 | 0.020978 | 0.2313 | 0.2859 | 0.5394 | 0.12756 | 0.0099294 | 0.0099294 | 0.0099294 | 0.014894 | 0.01539 | 0.014894 | 0.01539 | 0.014894 | 0.015279 | 0.014789 | 0.32759 | 0.091793 | 0.024821 | 0.024821 | 0.066659 | 0.024963 | 0.14958 | 0.029771 | 0.067841 | 0.013605 | 0.0054262 | 0.017239 | 0.2034 | 0.00098657 | 0.0039825 | 0.00098657 | 0.091393 | 0.00098657 | 0.00099901 | 0.027271 | 0.047526 | 0.032341 | 0.025636 | 0.013385 | 0.013574 | 0.013574 | 0 | 0.02727 | 0.055539 | 0.055079 | 0.019516 | 0.0098657 | 0.020879 | 0.22838 | 0.28227 | 0.53248 | 0.12599 | 0.0098657 | 0.0098657 | 0.0098657 | 0.029186 | 0.029932 | 0.029186 | 0.029932 | 0.029186 | 0.015281 | 0.014791 | 0.32342 |  | 0.024587 | 0.024587 | 0.068503 | 0.024963 | 0.15191 | 0.029771 | 0.067841 | 0.013605 | 0.0054261 | 0.017239 | 0.20339 | 0.00098657 | 0.0039804 | 0.00098657 | 0.091392 | 0.00098657 | 0.00099901 | 0.048125 | 0.041698 | 0.032341 | 0.013548 | 0.048071 | 0.013548 | 0.013548 | 0 | 0.02702 | 0.055539 | 0.055079 | 0.019516 | 0.0098657 | 0.020879 | 0.22838 | 0.28227 | 0.53247 | 0.12599 | 0.0098657 | 0.0098657 | 0.0098657 | 0.014789 | 0.015279 | 0.014789 | 0.015279 | 0.014789 | 0.014989 | 0.014516 | 0.32342 | 0.091555 | 0.024587 | 0.024587 | 0.066527 | 0.024963 | 0.14946 | 0.099782 | 0.08021
4: ballast system failure | 0.029771 | 0.067841 | 0.013605 | 0.0054262 | 0.017239 | 0.2034 | 0.00098657 | 0.0039825 | 0.00098657 | 0.091393 | 0.00098657 | 0.00099901 | 0.027271 | 0.047526 | 0.032341 | 0.025636 | 0.013385 | 0.013574 | 0.013574 | 0 | 0.02727 | 0.055539 | 0.055079 | 0.019516 | 0.0098657 | 0.020879 | 0.22838 | 0.28227 | 0.53248 | 0.12599 | 0.0098657 | 0.0098657 | 0.0098657 | 0.029186 | 0.029932 | 0.029186 | 0.029932 | 0.029186 | 0.015281 | 0.014791 | 0.32342 |  | 0.024587 | 0.024587 | 0.068503 | 0.024963 | 0.15191 | 0.038495 | 0.017862 | 0.013605 | 0.0054261 | 0.026632 | 0.25402 | 0.00098973 | 0.00099901 | 0.00098657 | 0.091951 | 0.000916 | 0.00099904 | 0.026983 | 0.041255 | 0.032904 | 0.013609 | 0.013609 | 0.013564 | 0.013548 | 0 | 0.027268 | 0.031113 | 0.031113 | 0.019516 | 0.0098657 | 0.025167 | 0.22838 | 0.28226 | 0.53247 | 0.12599 | 0.020212 | 0.020212 | 0.0098657 | 0.029116 | 0.036468 | 0.029116 | 0.02986 | 0.029116 | 0.015279 | 0.014789 | 0.32341 | 0.069565 | 0.024587 | 0.024587 | 0.055062 | 0.04086 | 0.13905 | 0.02975 | 0.069491 | 0.013598 | 0.0054612 | 0.017375 | 0.20599 | 0.0015143 | 0.00098973 | 0.00099294 | 0.10045 | 0.00099294 | 0.000999 | 0.51366 | 0.0071085 | 0.032235 | 0.0069781 | 0.50687 | 0.0069781 | 0.0069781 | 0 | 0.023708 | 0.060141 | 0.059681 | 0.019514 | 0.0098657 | 0.020978 | 0.2313 | 0.2859 | 0.5394 | 0.12756 | 0.0099294 | 0.0099294 | 0.0099294 | 0.014894 | 0.0069816 | 0.014894 | 0.01539 | 0.0069781 | 0.01113 | 0.010883 | 0.32759 | 0.024493 | 0.024821 | 0.024821 | 0.024493 | 0.024963 | 0.10262 | 0.03889 | 0.018532 | 0.013612 | 0.0054612 | 0.019602 | 0.22225 | 0.00050688 | 0.00099925 | 0.00099294 | 0.0075156 | 0.0011109 | 0.00099895 | 0.00051366 | 0.037821 | 0.033101 | 0.0069695 | 0.0069695 | 0.013609 |  | 0 | 0.027316 | 0.022548 | 0.022548 | 0.019514 | 0.0098657 | 0.022072 | 0.2313 | 0.2859 | 0.5394 | 0.12756 | 0.013781 | 0.013781 | 0.0099294 | 0.019133 | 0.023104 | 0.019133 | 0.019646 | 0.019133 | 0.015335 | 0.014842 | 0.32759 | 0.060511 | 0.024821 | 0.024821 | 0.049815 | 0.036783 | 0.1339 | 0.50975 | 0.00050975 | 0.00050681 | 0.0027775 | 0.00050875 | 0.00060375 | 0.00051025 | 0.000505 | 0.000505 | 0.00054659 | 0.0005005 | 0.0005005 | 0.00051366 | 0.00051698 | 0.010598 | 0.50687 | 0.50687 | 0.50688 | 0.50687 | 0 | 0.50687 | 0.51025 | 0.011205 | 0.51 | 0.0099294 | 0.47823 | 0.6165 | 0.644 | 0.77169 | 0.56425 | 0.000505 | 0.000505 | 1 | 0.0005075 | 0.00050775 | 0.0005075 | 0.00050775 | 0.0005075 | 0.0069816 | 0.0069781 | 0.000665 | 0.5125 | 0.0005125 | 0.0005125 | 0.5125 | 0.0005125 | 0.5525 | 0.043638 | 0.018532 | 0.00050681 | 0.0057603 | 0.00050875 | 0.00060375 | 0.00051025 | 0.0005005 | 0.0012976 | 0.0075156 | 0.0011325 | 0.00099893 | 0.51366 | 0.00051698 | 0.033608 | 0.00050688 | 0.00050688 | 0.013652 |  | 0 | 0.027362 | 0.00051025 | 0.00051025 | 0.062625 | 0.0099294 | 0.011535 | 0.23581 | 0.29135 | 0.54924 | 0.13027 | 0.011539 | 0.011539 | 0.010473 | 0.15851 | 0.16502 | 0.15851 | 0.16377 | 0.15851 | 0.015389 | 0.014893 | 0.34198 | 0.026393 | 0.027023 | 0.027023 | 0.026007 | 0.024736 | 0.10787 | 0.02975 | 0.069491 | 0.013598 | 0.0054612 | 0.017375 | 0.20599 | 0.0015143 | 0.00098973 | 0.00099294 | 0.10045 | 0.00099294 | 0.000999 | 0.00051366 | 0.0071085 | 0.032235 | 0.0069781 | 0.50687 | 0.0069781 | 0.0069781 | 0 | 0.023708 | 0.060141 | 0.059681 | 0.019514 | 0.0098657 | 0.020978 | 0.2313 | 0.2859 | 0.5394 | 0.12756 | 0.0099294 | 0.0099294 | 0.0099294 | 0.015651 | 0.50775 | 0.015651 | 0.016164 | 0.5075 | 0.01113 | 0.010883 | 0.32759 | 0.024493 | 0.024821 | 0.024821 | 0.024493 | 0.024963 | 0.10262 | 0.02975 | 0.068149 | 0.013605 | 0.0054612 | 0.017375 | 0.20599 | 0.00098973 | 0.0034859 | 0.00099294 | 0.091951 | 0.00099294 | 0.000999 | 0.026983 | 0.041736 | 0.032335 | 0.013609 | 0.013609 | 0.047381 | 0.040884 | 0 | 0.027268 | 0.055794 | 0.055331 | 0.019514 | 0.0098657 | 0.020978 | 0.2313 | 0.2859 | 0.5394 | 0.12756 | 0.0099294 | 0.0099294 | 0.0099294 | 0.014894 | 0.01539 | 0.014894 | 0.01539 | 0.014894 | 0.015279 | 0.014789 | 0.32759 | 0.091793 | 0.024821 | 0.024821 | 0.066659 | 0.024963 | 0.14958 | 0.029771 | 0.067841 | 0.013605 | 0.0054262 | 0.017239 | 0.2034 | 0.00098657 | 0.0039825 | 0.00098657 | 0.091393 | 0.00098657 | 0.00099901 | 0.027271 | 0.047526 | 0.032341 | 0.025636 | 0.013385 | 0.013574 | 0.013574 | 0 | 0.02727 | 0.055539 | 0.055079 | 0.019516 | 0.0098657 | 0.020879 | 0.22838 | 0.28227 | 0.53248 | 0.12599 | 0.0098657 | 0.0098657 | 0.0098657 | 0.029186 | 0.029932 | 0.029186 | 0.029932 | 0.029186 | 0.015281 | 0.014791 | 0.32342 |  | 0.024587 | 0.024587 | 0.068503 | 0.024963 | 0.15191 | 0.029771 | 0.067841 | 0.013605 | 0.0054261 | 0.017239 | 0.20339 | 0.00098657 | 0.0039804 | 0.00098657 | 0.091392 | 0.00098657 | 0.00099901 | 0.048125 | 0.041698 | 0.032341 | 0.013548 | 0.048071 | 0.013548 | 0.013548 | 0 |  | 0.055539 | 0.055079 | 0.019516 | 0.0098657 | 0.020879 | 0.22838 | 0.28227 | 0.53247 | 0.12599 | 0.0098657 | 0.0098657 | 0.0098657 | 0.014789 | 0.015279 | 0.014789 | 0.015279 | 0.014789 | 0.014989 | 0.014516 | 0.32342 | 0.091555 | 0.024587 | 0.024587 | 0.066527 | 0.024963 | 0.14946 | 0.080633 | 0.041275
4: chain | 0.039034 | 0.017866 | 0.013605 | 0.0054261 | 0.033259 | 0.25924 | 0.00098651 | 0.00099901 | 0.00098657 | 0.091388 | 0.0020441 | 0.00099848 | 0.027284 | 0.041232 | 0.032905 | 0.013565 | 0.013565 | 0.027243 | 0.013548 | 0 | 0.027268 | 0.031056 | 0.031056 | 0.019516 | 0.0098657 | 0.027585 | 0.22838 | 0.28226 | 0.53247 | 0.12599 | 0.025477 | 0.025477 | 0.0098657 | 0.035786 | 0.043025 | 0.035786 | 0.036529 | 0.035786 | 0.015279 | 0.014789 | 0.32341 | 0.069505 | 0.024587 | 0.024587 | 0.055027 | 0.041365 | 0.13901 | 0.03132 | 0.038604 | 0.013612 | 0.0027875 | 0.0069317 | 0.0082261 | 0.00050681 | 0.0027793 | 0.00050681 | 0.0074473 | 0.00050681 | 0.00099925 | 0.044611 | 0.041266 | 0.032897 | 0.0136 | 0.0355 | 0.0136 | 0.0136 | 0 | 0.02711 | 0.03139 | 0.031143 | 0.019684 | 0.0098657 | 0.013686 | 0.0083998 | 0.0087745 | 0.010514 | 0.0076879 | 0.0050681 | 0.0050681 | 0.0050681 | 0.0069147 | 0.0069181 | 0.0069147 | 0.0069181 | 0.0069147 | 0.015095 | 0.014616 | 0.0090606 | 0.069709 | 0.0069828 | 0.0069828 | 0.05508 | 0.024975 | 0.13907 | 0.03132 | 0.038604 | 0.013612 | 0.0027875 | 0.0069317 | 0.0082261 | 0.00050681 | 0.0025396 | 0.00050681 | 0.0074473 | 0.00050681 | 0.00099925 | 0.00051366 | 0.27916 | 0.032897 | 0.50687 | 0.0070628 | 0.0069781 | 0.0069781 | 0 | 0.027315 | 0.03139 | 0.031143 | 0.019684 | 0.0098657 | 0.013686 | 0.0083998 | 0.0087745 | 0.010514 | 0.0076879 | 0.0050681 | 0.0050681 | 0.0050681 | 0.5075 | 0.50775 | 0.5075 | 0.50775 | 0.5075 | 0.015334 | 0.014841 | 0.0090606 | 0.15063 | 0.0069828 | 0.0069828 | 0.13776 | 0.024975 | 0.24165 | 0.025187 | 0.010659 | 0.00050681 | 0.45337 | 0.50875 | 0.60375 | 0.00050688 | 0.0005005 | 0.5005 | 0.0075156 | 0.00054659 | 0.00099923 | 0.0070628 | 0.51698 | 0.021873 | 0.0069695 | 0.0069695 | 0.0069695 | 0.47045 | 0 | 0.020137 | 0.51025 | 0.51025 | 0.39189 | 0.0050681 | 0.47823 | 0.6165 | 0.644 | 0.77169 | 0.56425 | 0.505 | 0.505 | 0.505 | 0.5075 | 0.50775 | 0.5075 | 0.50775 | 0.5075 | 0.0069816 | 0.0069781 | 0.665 | 0.44068 | 0.5125 | 0.5125 | 0.36486 | 0.27401 | 0.44721 | 0.50975 | 0.010659 | 0.00050681 | 0.50275 | 0.50875 | 0.60375 | 0.072241 | 0.00050688 | 0.0005005 | 0.54659 | 0.00054659 | 0.0005005 | 0.51366 | 0.0071085 | 0.010598 | 0.0069781 | 0.50688 | 0.0069781 | 0.0069781 | 0 | 0.50687 | 0.51025 | 0.51025 | 0.51 | 0.0050681 | 0.47823 | 0.6165 | 0.644 | 0.77169 | 0.56425 | 0.505 | 0.505 | 0.505 | 1 | 0.0069816 | 0.5075 | 0.50775 | 0.0069781 | 0.0069816 | 0.0069781 | 0.022589 | 0.012925 | 0.012925 | 0.012925 | 0.012925 | 0.5125 | 0.018767 | 0.025187 | 0.010659 | 0.00050681 | 0.3564 | 0.50875 | 0.60375 | 0.00050688 | 0.0005005 | 0.068953 | 0.0075156 | 0.00054659 | 0.00099923 | 0.0070628 | 0.51698 | 0.021873 | 0.0069695 | 0.0069695 | 0.0069695 | 0.47045 | 0 | 0.020137 | 0.51025 | 0.51025 | 0.39189 | 0.0099294 | 0.22307 | 0.6165 | 0.644 | 0.77169 | 0.56425 | 0.505 | 0.505 | 0.37481 | 0.5075 | 0.50775 | 0.5075 | 0.50775 | 0.5075 | 0.0069816 | 0.0069781 | 0.665 | 0.44068 | 0.5125 | 0.5125 | 0.36486 | 0.27401 | 0.44721 | 0.03132 | 0.038604 | 0.013612 | 0.0027875 | 0.0069317 | 0.0082261 | 0.00050681 | 0.0025396 | 0.00050681 | 0.0074473 | 0.00050681 | 0.00099925 | 0.00051366 | 0.26214 | 0.032897 | 0.47157 | 0.013559 | 0.0069781 | 0.0069781 | 0 | 0.027268 | 0.03139 | 0.031143 | 0.019684 | 0.0098657 | 0.013686 | 0.0083998 | 0.0087745 | 0.010514 | 0.0076879 | 0.0050681 | 0.0050681 | 0.0050681 | 0.5075 | 0.50775 | 0.5075 | 0.50775 | 0.5075 | 0.015279 | 0.01479 | 0.0090606 | 0.14484 | 0.0069828 | 0.0069828 | 0.13185 | 0.024975 | 0.23431 | 0.02975 | 0.068236 | 0.013605 | 0.0054612 | 0.017375 | 0.20599 | 0.00099294 | 0.0039982 | 0.00099294 | 0.092507 | 0.00099294 | 0.000999 | 0.045067 | 0.041729 | 0.032334 | 0.0136 | 0.045178 | 0.0136 | 0.0136 | 0 | 0.027041 | 0.055862 | 0.055399 | 0.019514 | 0.0098657 | 0.020978 | 0.2313 | 0.2859 | 0.5394 | 0.12756 | 0.0099294 | 0.0099294 | 0.0099294 | 0.014894 | 0.01539 | 0.014894 | 0.01539 | 0.014894 | 0.015013 | 0.014539 | 0.32759 | 0.091852 | 0.024821 | 0.024821 | 0.066689 | 0.024963 | 0.14961 | 0.039034 | 0.017866 | 0.013605 | 0.0054261 | 0.033259 | 0.25924 | 0.00098651 | 0.00099901 | 0.00098657 | 0.091388 | 0.0020441 | 0.00099848 | 0.027271 | 0.041232 | 0.032905 | 0.013565 | 0.013565 | 0.02722 | 0.013548 | 0 | 0.027268 | 0.031056 | 0.031056 | 0.019516 | 0.0098657 | 0.027585 | 0.22838 | 0.28226 | 0.53247 | 0.12599 | 0.025477 | 0.025477 | 0.0098657 | 0.035782 | 0.043021 | 0.035782 | 0.036525 | 0.035782 | 0.015279 | 0.014789 | 0.32341 | 0.069505 | 0.024587 | 0.024587 | 0.055027 | 0.041365 | 0.13901 | 0.029771 | 0.067841 | 0.013605 | 0.0054261 | 0.017239 | 0.20339 | 0.00098657 | 0.0034716 | 0.00098657 | 0.091392 | 0.00098657 | 0.00099901 | 0.027271 | 0.034946 | 0.032341 | 0.070427 | 0.035999 | 0.047268 | 0.047268 | 0 | 0.027107 | 0.055539 | 0.055079 | 0.019516 | 0.0098657 | 0.020879 | 0.22838 | 0.28227 | 0.53247 | 0.12599 | 0.0098657 | 0.0098657 | 0.0098657 | 0.014789 | 0.015279 | 0.014789 | 0.015279 | 0.014789 | 0.015091 | 0.014612 | 0.32342 | 0.089371 | 0.024587 | 0.024587 | 0.064239 | 0.024963 | 0.14662 | 0.13415 | 0.1336
4: synthetic rope | 0.039034 | 0.017866 | 0.013605 | 0.0054261 | 0.033259 | 0.25924 | 0.00098651 | 0.00099901 | 0.00098657 | 0.091388 | 0.0020441 | 0.00099848 | 0.027284 | 0.041232 | 0.032905 | 0.013565 | 0.013565 | 0.027243 | 0.013548 | 0 | 0.027268 | 0.031056 | 0.031056 | 0.019516 | 0.0098657 | 0.027585 | 0.22838 | 0.28226 | 0.53247 | 0.12599 | 0.025477 | 0.025477 | 0.0098657 | 0.035786 | 0.043025 | 0.035786 | 0.036529 | 0.035786 | 0.015279 | 0.014789 | 0.32341 | 0.069505 | 0.024587 | 0.024587 | 0.055027 | 0.041365 | 0.13901 | 0.03132 | 0.038604 | 0.013612 | 0.0027875 | 0.0069317 | 0.0082261 | 0.00050681 | 0.0027793 | 0.00050681 | 0.0074473 | 0.00050681 | 0.00099925 | 0.044611 | 0.041266 | 0.032897 | 0.0136 | 0.0355 | 0.0136 | 0.0136 | 0 | 0.02711 | 0.03139 | 0.031143 | 0.019684 | 0.0098657 | 0.013686 | 0.0083998 | 0.0087745 | 0.010514 | 0.0076879 | 0.0050681 | 0.0050681 | 0.0050681 | 0.0069147 | 0.0069181 | 0.0069147 | 0.0069181 | 0.0069147 | 0.015095 | 0.014616 | 0.0090606 | 0.069709 | 0.0069828 | 0.0069828 | 0.05508 | 0.024975 | 0.13907 | 0.03132 | 0.038604 | 0.013612 | 0.0027875 | 0.0069317 | 0.0082261 | 0.00050681 | 0.0025396 | 0.00050681 | 0.0074473 | 0.00050681 | 0.00099925 | 0.00051366 | 0.27916 | 0.032897 | 0.50687 | 0.0070628 | 0.0069781 | 0.0069781 | 0 | 0.027315 | 0.03139 | 0.031143 | 0.019684 | 0.0098657 | 0.013686 | 0.0083998 | 0.0087745 | 0.010514 | 0.0076879 | 0.0050681 | 0.0050681 | 0.0050681 | 0.5075 | 0.50775 | 0.5075 | 0.50775 | 0.5075 | 0.015334 | 0.014841 | 0.0090606 | 0.15063 | 0.0069828 | 0.0069828 | 0.13776 | 0.024975 | 0.24165 | 0.025187 | 0.010659 | 0.00050681 | 0.45337 | 0.50875 | 0.60375 | 0.00050688 | 0.0005005 | 0.5005 | 0.0075156 | 0.00054659 | 0.00099923 | 0.0070628 | 0.51698 | 0.021873 | 0.0069695 | 0.0069695 | 0.0069695 | 0.47045 | 0 | 0.020137 | 0.51025 | 0.51025 | 0.39189 | 0.0050681 | 0.47823 | 0.6165 | 0.644 | 0.77169 | 0.56425 | 0.505 | 0.505 | 0.505 | 0.5075 | 0.50775 | 0.5075 | 0.50775 | 0.5075 | 0.0069816 | 0.0069781 | 0.665 | 0.44068 | 0.5125 | 0.5125 | 0.36486 | 0.27401 | 0.44721 | 0.50975 | 0.010659 | 0.00050681 | 0.50275 | 0.50875 | 0.60375 | 0.072241 | 0.00050688 | 0.0005005 | 0.54659 | 0.00054659 | 0.0005005 | 0.51366 | 0.0071085 | 0.010598 | 0.0069816 | 0.50688 | 0.0069816 | 0.0069816 | 0 | 0.50687 | 0.51025 | 0.51025 | 0.51 | 0.0050681 | 0.47823 | 0.6165 | 0.644 | 0.77169 | 0.56425 | 0.505 | 0.505 | 0.505 | 0.5075 | 1 | 0.5075 | 0.50775 | 0.0069781 | 0.0069816 | 0.0069781 | 0.022589 | 0.012925 | 0.012925 | 0.012925 | 0.012925 | 0.5125 | 0.018767 | 0.025187 | 0.010659 | 0.00050681 | 0.3564 | 0.50875 | 0.60375 | 0.00050688 | 0.0005005 | 0.068953 | 0.0075156 | 0.00054659 | 0.00099923 | 0.0070628 | 0.51698 | 0.021873 | 0.0069695 | 0.0069695 | 0.0069695 | 0.47045 | 0 | 0.020137 | 0.51025 | 0.51025 | 0.39189 | 0.0099294 | 0.22307 | 0.6165 | 0.644 | 0.77169 | 0.56425 | 0.505 | 0.505 | 0.37481 | 0.5075 | 0.50775 | 0.5075 | 0.50775 | 0.5075 | 0.0069816 | 0.0069781 | 0.665 | 0.44068 | 0.5125 | 0.5125 | 0.36486 | 0.27401 | 0.44721 | 0.03132 | 0.038604 | 0.013612 | 0.0027875 | 0.0069317 | 0.0082261 | 0.00050681 | 0.0025396 | 0.00050681 | 0.0074473 | 0.00050681 | 0.00099925 | 0.00051366 | 0.26214 | 0.032897 | 0.47157 | 0.013559 | 0.0069781 | 0.0069781 | 0 | 0.027268 | 0.03139 | 0.031143 | 0.019684 | 0.0098657 | 0.013686 | 0.0083998 | 0.0087745 | 0.010514 | 0.0076879 | 0.0050681 | 0.0050681 | 0.0050681 | 0.5075 | 0.50775 | 0.5075 | 0.50775 | 0.5075 | 0.015279 | 0.01479 | 0.0090606 | 0.14484 | 0.0069828 | 0.0069828 | 0.13185 | 0.024975 | 0.23431 | 0.02975 | 0.068236 | 0.013605 | 0.0054612 | 0.017375 | 0.20599 | 0.00099294 | 0.0039982 | 0.00099294 | 0.092507 | 0.00099294 | 0.000999 | 0.045067 | 0.041729 | 0.032334 | 0.0136 | 0.045178 | 0.0136 | 0.0136 | 0 | 0.027041 | 0.055862 | 0.055399 | 0.019514 | 0.0098657 | 0.020978 | 0.2313 | 0.2859 | 0.5394 | 0.12756 | 0.0099294 | 0.0099294 | 0.0099294 | 0.014894 | 0.01539 | 0.014894 | 0.01539 | 0.014894 | 0.015013 | 0.014539 | 0.32759 | 0.091852 | 0.024821 | 0.024821 | 0.066689 | 0.024963 | 0.14961 | 0.039034 | 0.017866 | 0.013605 | 0.0054261 | 0.033259 | 0.25924 | 0.00098651 | 0.00099901 | 0.00098657 | 0.091388 | 0.0020441 | 0.00099848 | 0.027271 | 0.041232 | 0.032905 | 0.013565 | 0.013565 | 0.02722 | 0.013548 | 0 | 0.027268 | 0.031056 | 0.031056 | 0.019516 | 0.0098657 | 0.027585 | 0.22838 | 0.28226 | 0.53247 | 0.12599 | 0.025477 | 0.025477 | 0.0098657 | 0.035782 | 0.043021 | 0.035782 | 0.036525 | 0.035782 | 0.015279 | 0.014789 | 0.32341 | 0.069505 | 0.024587 | 0.024587 | 0.055027 | 0.041365 | 0.13901 | 0.029771 | 0.067841 | 0.013605 | 0.0054261 | 0.017239 | 0.20339 | 0.00098657 | 0.0034716 | 0.00098657 | 0.091392 | 0.00098657 | 0.00099901 | 0.027271 | 0.034946 | 0.032341 | 0.070427 | 0.035999 | 0.047268 | 0.047268 | 0 | 0.027107 | 0.055539 | 0.055079 | 0.019516 | 0.0098657 | 0.020879 | 0.22838 | 0.28227 | 0.53247 | 0.12599 | 0.0098657 | 0.0098657 | 0.0098657 | 0.014789 | 0.015279 | 0.014789 | 0.015279 | 0.014789 | 0.015091 | 0.014612 | 0.32342 | 0.089371 | 0.024587 | 0.024587 | 0.064239 | 0.024963 | 0.14662 | 0.13521 | 0.13257
4: wire rope | 0.039034 | 0.017866 | 0.013605 | 0.0054261 | 0.033259 | 0.25924 | 0.00098651 | 0.00099901 | 0.00098657 | 0.091388 | 0.0020441 | 0.00099848 | 0.027284 | 0.041232 | 0.032905 | 0.013565 | 0.013565 | 0.027243 | 0.013548 | 0 | 0.027268 | 0.031056 | 0.031056 | 0.019516 | 0.0098657 | 0.027585 | 0.22838 | 0.28226 | 0.53247 | 0.12599 | 0.025477 | 0.025477 | 0.0098657 | 0.035786 | 0.043025 | 0.035786 | 0.036529 | 0.035786 | 0.015279 | 0.014789 | 0.32341 | 0.069505 | 0.024587 | 0.024587 | 0.055027 | 0.041365 | 0.13901 | 0.03132 | 0.038604 | 0.013612 | 0.0027875 | 0.0069317 | 0.0082261 | 0.00050681 | 0.0027793 | 0.00050681 | 0.0074473 | 0.00050681 | 0.00099925 | 0.044611 | 0.041266 | 0.032897 | 0.0136 | 0.0355 | 0.0136 | 0.0136 | 0 | 0.02711 | 0.03139 | 0.031143 | 0.019684 | 0.0098657 | 0.013686 | 0.0083998 | 0.0087745 | 0.010514 | 0.0076879 | 0.0050681 | 0.0050681 | 0.0050681 | 0.0069147 | 0.0069181 | 0.0069147 | 0.0069181 | 0.0069147 | 0.015095 | 0.014616 | 0.0090606 | 0.069709 | 0.0069828 | 0.0069828 | 0.05508 | 0.024975 | 0.13907 | 0.03132 | 0.038604 | 0.013612 | 0.0027875 | 0.0069317 | 0.0082261 | 0.00050681 | 0.0025396 | 0.00050681 | 0.0074473 | 0.00050681 | 0.00099925 | 0.00051366 | 0.27916 | 0.032897 | 0.50687 | 0.0070628 | 0.0069781 | 0.0069781 | 0 | 0.027315 | 0.03139 | 0.031143 | 0.019684 | 0.0098657 | 0.013686 | 0.0083998 | 0.0087745 | 0.010514 | 0.0076879 | 0.0050681 | 0.0050681 | 0.0050681 | 0.5075 | 0.50775 | 0.5075 | 0.50775 | 0.5075 | 0.015334 | 0.014841 | 0.0090606 | 0.15063 | 0.0069828 | 0.0069828 | 0.13776 | 0.024975 | 0.24165 | 0.025187 | 0.010659 | 0.00050681 | 0.45337 | 0.50875 | 0.60375 | 0.00050688 | 0.0005005 | 0.5005 | 0.0075156 | 0.00054659 | 0.00099923 | 0.0070628 | 0.51698 | 0.021873 | 0.0069695 | 0.0069695 | 0.0069695 | 0.47045 | 0 | 0.020137 | 0.51025 | 0.51025 | 0.39189 | 0.0050681 | 0.47823 | 0.6165 | 0.644 | 0.77169 | 0.56425 | 0.505 | 0.505 | 0.505 | 0.5075 | 0.50775 | 0.5075 | 0.50775 | 0.5075 | 0.0069816 | 0.0069781 | 0.665 | 0.44068 | 0.5125 | 0.5125 | 0.36486 | 0.27401 | 0.44721 | 0.50975 | 0.010659 | 0.00050681 | 0.50275 | 0.50875 | 0.60375 | 0.072241 | 0.00050688 | 0.0005005 | 0.54659 | 0.00054659 | 0.0005005 | 0.51366 | 0.0071085 | 0.010598 | 0.0069781 | 0.50688 | 0.0069781 | 0.0069781 | 0 | 0.50687 | 0.51025 | 0.51025 | 0.51 | 0.0050681 | 0.47823 | 0.6165 | 0.644 | 0.77169 | 0.56425 | 0.505 | 0.505 | 0.505 | 0.5075 | 0.0069816 | 1 | 0.50775 | 0.0069781 | 0.0069816 | 0.0069781 | 0.022589 | 0.012925 | 0.012925 | 0.012925 | 0.012925 | 0.5125 | 0.018767 | 0.025187 | 0.010659 | 0.00050681 | 0.3564 | 0.50875 | 0.60375 | 0.00050688 | 0.0005005 | 0.068953 | 0.0075156 | 0.00054659 | 0.00099923 | 0.0070628 | 0.51698 | 0.021873 | 0.0069695 | 0.0069695 | 0.0069695 | 0.47045 | 0 | 0.020137 | 0.51025 | 0.51025 | 0.39189 | 0.0099294 | 0.22307 | 0.6165 | 0.644 | 0.77169 | 0.56425 | 0.505 | 0.505 | 0.37481 | 0.5075 | 0.50775 | 0.5075 | 0.50775 | 0.5075 | 0.0069816 | 0.0069781 | 0.665 | 0.44068 | 0.5125 | 0.5125 | 0.36486 | 0.27401 | 0.44721 | 0.03132 | 0.038604 | 0.013612 | 0.0027875 | 0.0069317 | 0.0082261 | 0.00050681 | 0.0025396 | 0.00050681 | 0.0074473 | 0.00050681 | 0.00099925 | 0.00051366 | 0.26214 | 0.032897 | 0.47157 | 0.013559 | 0.0069781 | 0.0069781 | 0 | 0.027268 | 0.03139 | 0.031143 | 0.019684 | 0.0098657 | 0.013686 | 0.0083998 | 0.0087745 | 0.010514 | 0.0076879 | 0.0050681 | 0.0050681 | 0.0050681 | 0.5075 | 0.50775 | 0.5075 | 0.50775 | 0.5075 | 0.015279 | 0.01479 | 0.0090606 | 0.14484 | 0.0069828 | 0.0069828 | 0.13185 | 0.024975 | 0.23431 | 0.02975 | 0.068236 | 0.013605 | 0.0054612 | 0.017375 | 0.20599 | 0.00099294 | 0.0039982 | 0.00099294 | 0.092507 | 0.00099294 | 0.000999 | 0.045067 | 0.041729 | 0.032334 | 0.0136 | 0.045178 | 0.0136 | 0.0136 | 0 | 0.027041 | 0.055862 | 0.055399 | 0.019514 | 0.0098657 | 0.020978 | 0.2313 | 0.2859 | 0.5394 | 0.12756 | 0.0099294 | 0.0099294 | 0.0099294 | 0.014894 | 0.01539 | 0.014894 | 0.01539 | 0.014894 | 0.015013 | 0.014539 | 0.32759 | 0.091852 | 0.024821 | 0.024821 | 0.066689 | 0.024963 | 0.14961 | 0.039034 | 0.017866 | 0.013605 | 0.0054261 | 0.033259 | 0.25924 | 0.00098651 | 0.00099901 | 0.00098657 | 0.091388 | 0.0020441 | 0.00099848 | 0.027271 | 0.041232 | 0.032905 | 0.013565 | 0.013565 | 0.02722 | 0.013548 | 0 | 0.027268 | 0.031056 | 0.031056 | 0.019516 | 0.0098657 | 0.027585 | 0.22838 | 0.28226 | 0.53247 | 0.12599 | 0.025477 | 0.025477 | 0.0098657 | 0.035782 | 0.043021 | 0.035782 | 0.036525 | 0.035782 | 0.015279 | 0.014789 | 0.32341 | 0.069505 | 0.024587 | 0.024587 | 0.055027 | 0.041365 | 0.13901 | 0.029771 | 0.067841 | 0.013605 | 0.0054261 | 0.017239 | 0.20339 | 0.00098657 | 0.0034716 | 0.00098657 | 0.091392 | 0.00098657 | 0.00099901 | 0.027271 | 0.034946 | 0.032341 | 0.070427 | 0.035999 | 0.047268 | 0.047268 | 0 | 0.027107 | 0.055539 | 0.055079 | 0.019516 | 0.0098657 | 0.020879 | 0.22838 | 0.28227 | 0.53247 | 0.12599 | 0.0098657 | 0.0098657 | 0.0098657 | 0.014789 | 0.015279 | 0.014789 | 0.015279 | 0.014789 | 0.015091 | 0.014612 | 0.32342 | 0.089371 | 0.024587 | 0.024587 | 0.064239 | 0.024963 | 0.14662 | 0.13415 | 0.1336
4: connectors | 0.039034 | 0.017866 | 0.013605 | 0.0054261 | 0.033259 | 0.25924 | 0.00098651 | 0.00099901 | 0.00098657 | 0.091388 | 0.0020441 | 0.00099848 | 0.027284 | 0.041232 | 0.032905 | 0.013565 | 0.013565 | 0.027243 | 0.013548 | 0 | 0.027268 | 0.031056 | 0.031056 | 0.019516 | 0.0098657 | 0.027585 | 0.22838 | 0.28226 | 0.53247 | 0.12599 | 0.025477 | 0.025477 | 0.0098657 | 0.035786 | 0.043025 | 0.035786 | 0.036529 | 0.035786 | 0.015279 | 0.014789 | 0.32341 | 0.069505 | 0.024587 | 0.024587 | 0.055027 | 0.041365 | 0.13901 | 0.03132 | 0.038604 | 0.013612 | 0.0027875 | 0.0069317 | 0.0082261 | 0.00050681 | 0.0027793 | 0.00050681 | 0.0074473 | 0.00050681 | 0.00099925 | 0.044611 | 0.041266 | 0.032897 | 0.0136 | 0.0355 | 0.0136 | 0.0136 | 0 | 0.02711 | 0.03139 | 0.031143 | 0.019684 | 0.0098657 | 0.013686 | 0.0083998 | 0.0087745 | 0.010514 | 0.0076879 | 0.0050681 | 0.0050681 | 0.0050681 | 0.0069147 | 0.0069181 | 0.0069147 | 0.0069181 | 0.0069147 | 0.015095 | 0.014616 | 0.0090606 | 0.069709 | 0.0069828 | 0.0069828 | 0.05508 | 0.024975 | 0.13907 | 0.03132 | 0.038604 | 0.013612 | 0.0027875 | 0.0069317 | 0.0082261 | 0.00050681 | 0.0025396 | 0.00050681 | 0.0074473 | 0.00050681 | 0.00099925 | 0.00051366 | 0.27916 | 0.032897 | 0.50687 | 0.0070628 | 0.0069781 | 0.0069781 | 0 | 0.027315 | 0.03139 | 0.031143 | 0.019684 | 0.0098657 | 0.013686 | 0.0083998 | 0.0087745 | 0.010514 | 0.0076879 | 0.0050681 | 0.0050681 | 0.0050681 | 0.5075 | 0.50775 | 0.5075 | 0.50775 | 0.5075 | 0.015334 | 0.014841 | 0.0090606 | 0.15063 | 0.0069828 | 0.0069828 | 0.13776 | 0.024975 | 0.24165 | 0.025187 | 0.010659 | 0.00050681 | 0.45337 | 0.50875 | 0.60375 | 0.00050688 | 0.0005005 | 0.5005 | 0.0075156 | 0.00054659 | 0.00099923 | 0.0070628 | 0.51698 | 0.021873 | 0.0069695 | 0.0069695 | 0.0069695 | 0.47045 | 0 | 0.020137 | 0.51025 | 0.51025 | 0.39189 | 0.0050681 | 0.47823 | 0.6165 | 0.644 | 0.77169 | 0.56425 | 0.505 | 0.505 | 0.505 | 0.5075 | 0.50775 | 0.5075 | 0.50775 | 0.5075 | 0.0069816 | 0.0069781 | 0.665 | 0.44068 | 0.5125 | 0.5125 | 0.36486 | 0.27401 | 0.44721 | 0.50975 | 0.010659 | 0.00050681 | 0.50275 | 0.50875 | 0.60375 | 0.072241 | 0.00050688 | 0.0005005 | 0.54659 | 0.00054659 | 0.0005005 | 0.51366 | 0.0071085 | 0.010598 | 0.0069816 | 0.50688 | 0.0069816 | 0.0069816 | 0 | 0.50687 | 0.51025 | 0.51025 | 0.51 | 0.0050681 | 0.47823 | 0.6165 | 0.644 | 0.77169 | 0.56425 | 0.505 | 0.505 | 0.505 | 0.5075 | 0.0069816 | 0.5075 | 1 | 0.0069781 | 0.0069816 | 0.0069781 | 0.022589 | 0.012925 | 0.012925 | 0.012925 | 0.012925 | 0.5125 | 0.018767 | 0.025187 | 0.010659 | 0.00050681 | 0.3564 | 0.50875 | 0.60375 | 0.00050688 | 0.0005005 | 0.068953 | 0.0075156 | 0.00054659 | 0.00099923 | 0.0070628 | 0.51698 | 0.021873 | 0.0069695 | 0.0069695 | 0.0069695 | 0.47045 | 0 | 0.020137 | 0.51025 | 0.51025 | 0.39189 | 0.0099294 | 0.22307 | 0.6165 | 0.644 | 0.77169 | 0.56425 | 0.505 | 0.505 | 0.37481 | 0.5075 | 0.50775 | 0.5075 | 0.50775 | 0.5075 | 0.0069816 | 0.0069781 | 0.665 | 0.44068 | 0.5125 | 0.5125 | 0.36486 | 0.27401 | 0.44721 | 0.03132 | 0.038604 | 0.013612 | 0.0027875 | 0.0069317 | 0.0082261 | 0.00050681 | 0.0025396 | 0.00050681 | 0.0074473 | 0.00050681 | 0.00099925 | 0.00051366 | 0.26214 | 0.032897 | 0.47157 | 0.013559 | 0.0069781 | 0.0069781 | 0 | 0.027268 | 0.03139 | 0.031143 | 0.019684 | 0.0098657 | 0.013686 | 0.0083998 | 0.0087745 | 0.010514 | 0.0076879 | 0.0050681 | 0.0050681 | 0.0050681 | 0.5075 | 0.50775 | 0.5075 | 0.50775 | 0.5075 | 0.015279 | 0.01479 | 0.0090606 | 0.14484 | 0.0069828 | 0.0069828 | 0.13185 | 0.024975 | 0.23431 | 0.02975 | 0.068236 | 0.013605 | 0.0054612 | 0.017375 | 0.20599 | 0.00099294 | 0.0039982 | 0.00099294 | 0.092507 | 0.00099294 | 0.000999 | 0.045067 | 0.041729 | 0.032334 | 0.0136 | 0.045178 | 0.0136 | 0.0136 | 0 | 0.027041 | 0.055862 | 0.055399 | 0.019514 | 0.0098657 | 0.020978 | 0.2313 | 0.2859 | 0.5394 | 0.12756 | 0.0099294 | 0.0099294 | 0.0099294 | 0.014894 | 0.01539 | 0.014894 | 0.01539 | 0.014894 | 0.015013 | 0.014539 | 0.32759 | 0.091852 | 0.024821 | 0.024821 | 0.066689 | 0.024963 | 0.14961 | 0.039034 | 0.017866 | 0.013605 | 0.0054261 | 0.033259 | 0.25924 | 0.00098651 | 0.00099901 | 0.00098657 | 0.091388 | 0.0020441 | 0.00099848 | 0.027271 | 0.041232 | 0.032905 | 0.013565 | 0.013565 | 0.02722 | 0.013548 | 0 | 0.027268 | 0.031056 | 0.031056 | 0.019516 | 0.0098657 | 0.027585 | 0.22838 | 0.28226 | 0.53247 | 0.12599 | 0.025477 | 0.025477 | 0.0098657 | 0.035782 | 0.043021 | 0.035782 | 0.036525 | 0.035782 | 0.015279 | 0.014789 | 0.32341 | 0.069505 | 0.024587 | 0.024587 | 0.055027 | 0.041365 | 0.13901 | 0.029771 | 0.067841 | 0.013605 | 0.0054261 | 0.017239 | 0.20339 | 0.00098657 | 0.0034716 | 0.00098657 | 0.091392 | 0.00098657 | 0.00099901 | 0.027271 | 0.034946 | 0.032341 | 0.070427 | 0.035999 | 0.047268 | 0.047268 | 0 | 0.027107 | 0.055539 | 0.055079 | 0.019516 | 0.0098657 | 0.020879 | 0.22838 | 0.28227 | 0.53247 | 0.12599 | 0.0098657 | 0.0098657 | 0.0098657 | 0.014789 | 0.015279 | 0.014789 | 0.015279 | 0.014789 | 0.015091 | 0.014612 | 0.32342 | 0.089371 | 0.024587 | 0.024587 | 0.064239 | 0.024963 | 0.14662 | 0.13415 | 0.13429
4: clump weights or floats | 0.029769 | 0.067869 | 0.013605 | 0.0054286 | 0.017248 | 0.20358 | 0.00098702 | 0.0039836 | 0.00098702 | 0.091472 | 0.00098702 | 0.00099901 | 0.027284 | 0.047528 | 0.032341 | 0.025639 | 0.013385 | 0.013574 | 0.013574 | 0 | 0.02727 | 0.055562 | 0.055102 | 0.019516 | 0.0098657 | 0.020886 | 0.22859 | 0.28252 | 0.53297 | 0.1261 | 0.0098702 | 0.0098702 | 0.0098702 | 0.02874 | 0.029487 | 0.02874 | 0.029487 | 0.02874 | 0.015281 | 0.014791 | 0.32371 | 0.093461 | 0.024604 | 0.024604 | 0.068514 | 0.024963 | 0.15192 | 0.029238 | 0.018532 | 0.013612 | 0.012142 | 0.019286 | 0.22131 | 0.00050688 | 0.00099925 | 0.0027078 | 0.0075156 | 0.00095035 | 0.00099903 | 0.0070628 | 0.037821 | 0.033101 | 0.0069695 | 0.0069695 | 0.013609 | 0.071994 | 0 | 0.027316 | 0.022548 | 0.022548 | 0.094749 | 0.0098657 | 0.021944 | 0.2493 | 0.30422 | 0.55921 | 0.14496 | 0.01354 | 0.01354 | 0.015717 | 0.02058 | 0.024609 | 0.02058 | 0.021149 | 0.02058 | 0.015335 | 0.014842 | 0.37185 | 0.060511 | 0.067586 | 0.067586 | 0.049815 | 0.036707 | 0.1339 | 0.038078 | 0.014255 | 0.012671 | 0.0054612 | 0.097122 | 0.44198 | 0.072241 | 0.00050688 | 0.0012787 | 0.54659 | 0.0037305 | 0.00099764 | 0.51366 | 0.0071085 | 0.031081 | 0.0069781 | 0.50688 | 0.0069781 | 0.0069781 | 0 | 0.023708 | 0.11028 | 0.11028 | 0.051835 | 0.0098702 | 0.055498 | 0.2313 | 0.2859 | 0.5394 | 0.12756 | 0.24776 | 0.24776 | 0.0099294 | 0.33543 | 0.0069816 | 0.33543 | 0.33813 | 0.0069781 | 0.01113 | 0.010883 | 0.33947 | 0.024493 | 0.028315 | 0.028315 | 0.024493 | 0.080616 | 0.10262 | 0.034839 | 0.010659 | 0.00050681 | 0.0054612 | 0.50875 | 0.60375 | 0.00050688 | 0.0005005 | 0.00099294 | 0.0075156 | 0.00054659 | 0.00099923 | 0.0070628 | 0.51698 | 0.021873 | 0.0069695 | 0.0069695 | 0.013609 |  | 0 | 0.027316 | 0.51025 | 0.51025 | 0.019514 | 0.0099294 | 0.22307 | 0.2313 | 0.2859 | 0.5394 | 0.12756 | 0.062136 | 0.062136 | 0.0099294 | 0.28557 | 0.50775 | 0.28557 | 0.29498 | 0.5075 | 0.015335 | 0.014842 | 0.32759 | 0.44068 | 0.024821 | 0.024821 | 0.36486 | 0.27401 | 0.44721 | 0.39259 | 0.50975 | 0.00050681 | 0.0027775 | 0.50875 | 0.60375 | 0.00050688 | 0.19583 | 0.000505 | 0.0075156 | 0.5005 | 0.00074975 | 0.0070628 | 0.0071085 | 0.51698 | 0.0069781 | 0.0069781 | 0.0069695 | 0.50687 | 0 | 0.50687 | 0.010598 | 0.010598 | 0.51 | 0.0099294 | 0.2577 | 0.0033908 | 0.003542 | 0.0042443 | 0.0031034 | 0.0050688 | 0.0050688 | 0.0027775 | 0.0069781 | 0.50775 | 0.0069781 | 0.0069816 | 1 | 0.0069816 | 0.0069781 | 0.022589 | 0.012925 | 0.012925 | 0.012925 | 0.012925 | 0.010506 | 0.018767 | 0.034839 | 0.010659 | 0.00050681 | 0.0054612 | 0.50875 | 0.60375 | 0.00051025 | 0.0005005 | 0.00099294 | 0.0075156 | 0.00054659 | 0.00099923 | 0.0070628 | 0.51698 | 0.021873 | 0.0069695 | 0.0069695 | 0.013609 |  | 0 | 0.027316 | 0.51025 | 0.51025 | 0.019514 | 0.0099294 | 0.22307 | 0.2313 | 0.2859 | 0.5394 | 0.12756 | 0.062136 | 0.062136 | 0.0099294 | 0.28557 | 0.50775 | 0.28557 | 0.29498 | 0.5075 | 0.015335 | 0.014842 | 0.32759 | 0.44068 | 0.024821 | 0.024821 | 0.36486 | 0.27401 | 0.44721 | 0.038078 | 0.014255 | 0.012671 | 0.0054612 | 0.097122 | 0.44198 | 0.072241 | 0.00050688 | 0.0012787 | 0.54659 | 0.0037305 | 0.00099764 | 0.51366 | 0.0071085 | 0.031081 | 0.0069781 | 0.50688 | 0.0069781 | 0.0069781 | 0 | 0.023708 | 0.11028 | 0.11028 | 0.051835 | 0.0098702 | 0.055498 | 0.2313 | 0.2859 | 0.5394 | 0.12756 | 0.24776 | 0.24776 | 0.0099294 | 0.33543 | 0.0069816 | 0.33543 | 0.33813 | 0.0069781 | 0.01113 | 0.010883 | 0.33947 | 0.024493 | 0.028315 | 0.028315 | 0.024493 | 0.080616 | 0.10262 | 0.029238 | 0.018532 | 0.013612 | 0.012142 | 0.019286 | 0.22131 | 0.00050688 | 0.00099925 | 0.0027078 | 0.0075156 | 0.00095035 | 0.00099903 | 0.0070628 | 0.037821 | 0.033101 | 0.0069695 | 0.0069695 | 0.013609 | 0.071994 | 0 | 0.027316 | 0.022548 | 0.022548 | 0.094749 | 0.0098657 | 0.021944 | 0.2493 | 0.30422 | 0.55921 | 0.14496 | 0.01354 | 0.01354 | 0.015717 | 0.02058 | 0.024609 | 0.02058 | 0.021149 | 0.02058 | 0.015335 | 0.014842 | 0.37185 | 0.060511 | 0.067586 | 0.067586 | 0.049815 | 0.036707 | 0.1339 | 0.029769 | 0.067869 | 0.013605 | 0.0054286 | 0.017248 | 0.20358 | 0.00098702 | 0.0039836 | 0.00098702 | 0.091472 | 0.00098702 | 0.00099901 | 0.027284 | 0.047528 | 0.032341 | 0.025639 | 0.013385 | 0.013574 | 0.013574 | 0 | 0.02727 | 0.055562 | 0.055102 | 0.019516 | 0.0098657 | 0.020886 | 0.22859 | 0.28252 | 0.53297 | 0.1261 | 0.0098702 | 0.0098702 | 0.0098702 | 0.02874 | 0.029487 | 0.02874 | 0.029487 | 0.02874 | 0.015281 | 0.014791 | 0.32371 | 0.093461 | 0.024604 | 0.024604 | 0.068514 | 0.024963 | 0.15192 | 0.029771 | 0.067841 | 0.013605 | 0.0054261 | 0.017239 | 0.20339 | 0.00098657 | 0.0039804 | 0.00098657 | 0.091392 | 0.00098657 | 0.00099901 | 0.048124 | 0.041697 | 0.032341 | 0.013548 | 0.04807 | 0.013548 | 0.013548 | 0 | 0.02702 | 0.055539 | 0.055079 | 0.019516 | 0.0098657 | 0.020879 | 0.22838 | 0.28226 | 0.53247 | 0.12599 | 0.0098657 | 0.0098657 | 0.0098657 | 0.014789 | 0.015279 | 0.014789 | 0.015279 | 0.014789 | 0.014989 | 0.014516 | 0.32341 | 0.091555 | 0.024587 | 0.024587 | 0.066527 | 0.024963 | 0.14946 | 0.10615 | 0.13025
4: single anchor | 0.039034 | 0.017866 | 0.013605 | 0.0054261 | 0.033259 | 0.25924 | 0.00098651 | 0.00099901 | 0.00098657 | 0.091388 | 0.0020441 | 0.00099848 | 0.027284 | 0.041232 | 0.032905 | 0.013565 | 0.013565 | 0.02722 | 0.013548 | 0 | 0.027268 | 0.031056 | 0.031056 | 0.019516 | 0.0098657 | 0.027585 | 0.22838 | 0.28226 | 0.53247 | 0.12599 | 0.025477 | 0.025477 | 0.0098657 | 0.035786 | 0.043025 | 0.035786 | 0.036529 | 0.035786 | 0.015279 | 0.014789 | 0.32341 | 0.069505 | 0.024587 | 0.024587 | 0.055027 | 0.041365 | 0.13901 | 0.03132 | 0.038604 | 0.013612 | 0.0027875 | 0.0069317 | 0.0082261 | 0.00050681 | 0.0027793 | 0.00050681 | 0.0074473 | 0.00050681 | 0.00099925 | 0.044611 | 0.041266 | 0.032897 | 0.0136 | 0.0355 | 0.0136 | 0.0136 | 0 | 0.02711 | 0.03139 | 0.031143 | 0.019684 | 0.0098657 | 0.013686 | 0.0083998 | 0.0087745 | 0.010514 | 0.0076879 | 0.0050681 | 0.0050681 | 0.0050681 | 0.0069147 | 0.0069181 | 0.0069147 | 0.0069181 | 0.0069147 | 0.015095 | 0.014616 | 0.0090606 | 0.069709 | 0.0069828 | 0.0069828 | 0.05508 | 0.024975 | 0.13907 | 0.03132 | 0.038604 | 0.013612 | 0.0027875 | 0.0069317 | 0.0082261 | 0.00050681 | 0.0025396 | 0.00050681 | 0.0074473 | 0.00050681 | 0.00099925 | 0.00051366 | 0.26214 | 0.032897 | 0.47157 | 0.013559 | 0.0069781 | 0.0069781 | 0 | 0.027268 | 0.03139 | 0.031143 | 0.019684 | 0.0098657 | 0.013686 | 0.0083998 | 0.0087745 | 0.010514 | 0.0076879 | 0.0050681 | 0.0050681 | 0.0050681 | 0.5075 | 0.50775 | 0.5075 | 0.50775 | 0.5075 | 0.015279 | 0.01479 | 0.0090606 | 0.14484 | 0.0069828 | 0.0069828 | 0.13185 | 0.024975 | 0.23431 | 0.025187 | 0.010659 | 0.00050681 | 0.45337 | 0.50875 | 0.60375 | 0.00050688 | 0.0005005 | 0.10918 | 0.0075156 | 0.00054659 | 0.00099923 | 0.0070628 | 0.51698 | 0.021873 | 0.0069695 | 0.0069695 | 0.0069695 | 0.47045 | 0 | 0.020137 | 0.51025 | 0.51025 | 0.39189 | 0.0050681 | 0.47823 | 0.6165 | 0.644 | 0.77169 | 0.56425 | 0.505 | 0.505 | 0.505 | 0.5075 | 0.50775 | 0.5075 | 0.50775 | 0.5075 | 0.0069816 | 0.0069781 | 0.665 | 0.44068 | 0.5125 | 0.5125 | 0.36486 | 0.27401 | 0.44721 | 0.50975 | 0.010659 | 0.00050681 | 0.50275 | 0.50875 | 0.60375 | 0.072241 | 0.00050688 | 0.0005005 | 0.54659 | 0.00054659 | 0.0005005 | 0.51366 | 0.0071085 | 0.0071085 | 0.0069816 | 0.50688 | 0.0069816 | 0.0069816 | 0 | 0.0069816 | 0.51025 | 0.51025 | 0.51 | 0.0050681 | 0.47823 | 0.6165 | 0.644 | 0.77169 | 0.56425 | 0.505 | 0.505 | 0.505 | 0.5075 | 0.0069816 | 0.5075 | 0.50775 | 0.0069781 | 1 | 0.0069781 | 0.022589 | 0.5125 | 0.5125 | 0.5125 | 0.5125 | 0.5125 | 0.5525 | 0.025187 | 0.010659 | 0.00050681 | 0.3564 | 0.50875 | 0.60375 | 0.00050688 | 0.0005005 | 0.068953 | 0.0075156 | 0.00054659 | 0.00099923 | 0.0070628 | 0.51698 | 0.021873 | 0.0069695 | 0.0069695 | 0.0069695 | 0.47045 | 0 | 0.020137 | 0.51025 | 0.51025 | 0.39189 | 0.0099294 | 0.22307 | 0.6165 | 0.644 | 0.77169 | 0.56425 | 0.505 | 0.505 | 0.37481 | 0.5075 | 0.50775 | 0.5075 | 0.50775 | 0.5075 | 0.0069816 | 0.0069781 | 0.665 | 0.44068 | 0.5125 | 0.5125 | 0.36486 | 0.27401 | 0.44721 | 0.03132 | 0.038604 | 0.013612 | 0.0027875 | 0.0069317 | 0.0082261 | 0.00050681 | 0.0025396 | 0.00050681 | 0.0074473 | 0.00050681 | 0.00099925 | 0.00051366 | 0.26214 | 0.032897 | 0.47157 | 0.013559 | 0.0069781 | 0.0069781 | 0 | 0.027268 | 0.03139 | 0.031143 | 0.019684 | 0.0098657 | 0.013686 | 0.0083998 | 0.0087745 | 0.010514 | 0.0076879 | 0.0050681 | 0.0050681 | 0.0050681 | 0.5075 | 0.50775 | 0.5075 | 0.50775 | 0.5075 | 0.015279 | 0.01479 | 0.0090606 | 0.14484 | 0.0069828 | 0.0069828 | 0.13185 | 0.024975 | 0.23431 | 0.02975 | 0.068236 | 0.013605 | 0.0054612 | 0.017375 | 0.20599 | 0.00099294 | 0.0039982 | 0.00099294 | 0.092507 | 0.00099294 | 0.000999 | 0.045067 | 0.041729 | 0.032334 | 0.0136 | 0.045178 | 0.0136 | 0.0136 | 0 | 0.027041 | 0.055862 | 0.055399 | 0.019514 | 0.0098657 | 0.020978 | 0.2313 | 0.2859 | 0.5394 | 0.12756 | 0.0099294 | 0.0099294 | 0.0099294 | 0.014894 | 0.01539 | 0.014894 | 0.01539 | 0.014894 | 0.015013 | 0.014539 | 0.32759 | 0.091852 | 0.024821 | 0.024821 | 0.066689 | 0.024963 | 0.14961 | 0.039034 | 0.017866 | 0.013605 | 0.0054261 | 0.033259 | 0.25924 | 0.00098651 | 0.00099901 | 0.00098657 | 0.091388 | 0.0020441 | 0.00099848 | 0.027271 | 0.041232 | 0.032905 | 0.013565 | 0.013565 | 0.02722 | 0.013548 | 0 | 0.027268 | 0.031056 | 0.031056 | 0.019516 | 0.0098657 | 0.027585 | 0.22838 | 0.28226 | 0.53247 | 0.12599 | 0.025477 | 0.025477 | 0.0098657 | 0.035782 | 0.043021 | 0.035782 | 0.036525 | 0.035782 | 0.015279 | 0.014789 | 0.32341 | 0.069505 | 0.024587 | 0.024587 | 0.055027 | 0.041365 | 0.13901 | 0.029771 | 0.067841 | 0.013605 | 0.0054261 | 0.017239 | 0.20339 | 0.00098657 | 0.0034716 | 0.00098657 | 0.091392 | 0.00098657 | 0.00099901 | 0.027271 | 0.034946 | 0.032341 | 0.070427 | 0.035999 | 0.047268 | 0.047268 | 0 | 0.027107 | 0.055539 | 0.055079 | 0.019516 | 0.0098657 | 0.020879 | 0.22838 | 0.28227 | 0.53247 | 0.12599 | 0.0098657 | 0.0098657 | 0.0098657 | 0.014789 | 0.015279 | 0.014789 | 0.015279 | 0.014789 | 0.015091 | 0.014612 | 0.32342 | 0.089371 | 0.024587 | 0.024587 | 0.064239 | 0.024963 | 0.14662 | 0.13856 | 0.014442
4: shared anchor | 0.02975 | 0.068236 | 0.013605 | 0.0054612 | 0.017375 | 0.20599 | 0.00099294 | 0.0039994 | 0.00099294 | 0.092507 | 0.00099294 | 0.000999 | 0.00051366 | 0.043523 | 0.032334 | 0.017315 | 0.013559 | 0.0136 | 0.0136 | 0 | 0.027268 | 0.055862 | 0.055399 | 0.019514 | 0.0098657 | 0.020978 | 0.2313 | 0.2859 | 0.5394 | 0.12756 | 0.0099294 | 0.0099294 | 0.0099294 | 0.015651 | 0.016164 | 0.015651 | 0.016164 | 0.015651 | 0.015279 | 0.01479 | 0.32759 | 0.092432 | 0.024821 | 0.024821 | 0.067297 | 0.024963 | 0.15036 | 0.025187 | 0.010659 | 0.00050681 | 0.022864 | 0.50875 | 0.60375 | 0.00050688 | 0.0005005 | 0.0044071 | 0.0075156 | 0.00054659 | 0.00099923 | 0.0070628 | 0.51698 | 0.021873 | 0.0069695 | 0.0069695 | 0.013609 | 0.068665 | 0 | 0.027316 | 0.51025 | 0.51025 | 0.37714 | 0.0099294 | 0.22307 | 0.24129 | 0.2968 | 0.55457 | 0.13581 | 0.062136 | 0.062136 | 0.010746 | 0.02058 | 0.024609 | 0.02058 | 0.021149 | 0.02058 | 0.015335 | 0.014842 | 0.62755 | 0.44068 | 0.44131 | 0.44131 | 0.36486 | 0.27401 | 0.44721 | 0.025187 | 0.010659 | 0.00050681 | 0.14407 | 0.50875 | 0.60375 | 0.072241 | 0.00050688 | 0.0005005 | 0.54659 | 0.00054659 | 0.00099923 | 0.51366 | 0.0071085 | 0.021873 | 0.0069781 | 0.50688 | 0.0069781 | 0.0069781 | 0 | 0.020137 | 0.51025 | 0.51025 | 0.033685 | 0.0099294 | 0.22307 | 0.24129 | 0.2968 | 0.55457 | 0.13581 | 0.505 | 0.505 | 0.010746 | 0.5075 | 0.0069816 | 0.5075 | 0.50775 | 0.0069781 | 0.0069816 | 0.0069781 | 0.022589 | 0.012925 | 0.012925 | 0.012925 | 0.012925 | 0.27401 | 0.018767 | 0.025187 | 0.010659 | 0.00050681 | 0.14466 | 0.50875 | 0.60375 | 0.00050688 | 0.0005005 | 0.02655 | 0.0075156 | 0.00054659 | 0.00099923 | 0.0070628 | 0.51698 | 0.021873 | 0.0069695 | 0.0069695 | 0.0069695 | 0.47045 | 0 | 0.020137 | 0.51025 | 0.51025 | 0.37714 | 0.0099294 | 0.22307 | 0.24129 | 0.2968 | 0.55457 | 0.13581 | 0.505 | 0.505 | 0.010746 | 0.5075 | 0.50775 | 0.5075 | 0.50775 | 0.5075 | 0.0069816 | 0.0069781 | 0.62755 | 0.44068 | 0.44131 | 0.44131 | 0.36486 | 0.27401 | 0.44721 | 0.025187 | 0.010659 | 0.00050681 | 0.14407 | 0.50875 | 0.60375 | 0.072241 | 0.00050688 | 0.0005005 | 0.54659 | 0.00054659 | 0.00099923 | 0.51366 | 0.0071085 | 0.0071085 | 0.0069781 | 0.50688 | 0.0069781 | 0.0069781 | 0 | 0.0069781 | 0.51025 | 0.51025 | 0.32918 | 0.0099294 | 0.22307 | 0.24064 | 0.29606 | 0.5534 | 0.13534 | 0.505 | 0.505 | 0.010526 | 0.5075 | 0.0069816 | 0.5075 | 0.50775 | 0.0069781 | 0.0069816 | 1 | 0.022589 | 0.38774 | 0.38774 | 0.38774 | 0.38774 | 0.27401 | 0.5525 | 0.025187 | 0.010659 | 0.00050681 | 0.14466 | 0.50875 | 0.60375 | 0.00050688 | 0.0005005 | 0.02655 | 0.0075156 | 0.00054659 | 0.00099923 | 0.0070628 | 0.51698 | 0.021873 | 0.0069695 | 0.0069695 | 0.0069695 | 0.47045 | 0 | 0.020137 | 0.51025 | 0.51025 | 0.37714 | 0.0099294 | 0.22307 | 0.24129 | 0.2968 | 0.55457 | 0.13581 | 0.505 | 0.505 | 0.010746 | 0.5075 | 0.50775 | 0.5075 | 0.50775 | 0.5075 | 0.0069816 | 0.0069781 | 0.62755 | 0.44068 | 0.44131 | 0.44131 | 0.36486 | 0.27401 | 0.44721 | 0.025187 | 0.010659 | 0.00050681 | 0.14407 | 0.50875 | 0.60375 | 0.072241 | 0.00050688 | 0.0005005 | 0.54659 | 0.00054659 | 0.00099923 | 0.51366 | 0.0071085 | 0.021873 | 0.0069781 | 0.50688 | 0.0069781 | 0.0069781 | 0 | 0.020137 | 0.51025 | 0.51025 | 0.033685 | 0.0099294 | 0.22307 | 0.24129 | 0.2968 | 0.55457 | 0.13581 | 0.505 | 0.505 | 0.010746 | 0.5075 | 0.0069816 | 0.5075 | 0.50775 | 0.0069781 | 0.0069816 | 0.0069781 | 0.022589 | 0.012925 | 0.012925 | 0.012925 | 0.012925 | 0.27401 | 0.018767 | 0.029238 | 0.018532 | 0.013612 | 0.012142 | 0.019286 | 0.22131 | 0.00050688 | 0.00099925 | 0.0027078 | 0.0075156 | 0.00095035 | 0.00099903 | 0.0070628 | 0.037821 | 0.033101 | 0.0069695 | 0.0069695 | 0.013609 | 0.068665 | 0 | 0.027316 | 0.022548 | 0.022548 | 0.094749 | 0.0098657 | 0.021944 | 0.2493 | 0.30422 | 0.55921 | 0.14496 | 0.01354 | 0.01354 | 0.015717 | 0.02058 | 0.024609 | 0.02058 | 0.021149 | 0.02058 | 0.015335 | 0.014842 | 0.37185 | 0.060511 | 0.067586 | 0.067586 | 0.049815 | 0.036707 | 0.1339 | 0.02975 | 0.068236 | 0.013605 | 0.0054612 | 0.017375 | 0.20599 | 0.00099294 | 0.0039994 | 0.00099294 | 0.092507 | 0.00099294 | 0.000999 | 0.027284 | 0.046683 | 0.032334 | 0.023875 | 0.013385 | 0.0136 | 0.0136 | 0 | 0.02727 | 0.055862 | 0.055399 | 0.019514 | 0.0098657 | 0.020978 | 0.2313 | 0.2859 | 0.5394 | 0.12756 | 0.0099294 | 0.0099294 | 0.0099294 | 0.022841 | 0.023594 | 0.022841 | 0.023594 | 0.022841 | 0.015281 | 0.014791 | 0.32759 | 0.093453 | 0.024821 | 0.024821 | 0.068368 | 0.024963 | 0.15169 | 0.029771 | 0.067841 | 0.013605 | 0.0054261 | 0.017239 | 0.20339 | 0.00098657 | 0.0039804 | 0.00098657 | 0.091392 | 0.00098657 | 0.00099901 | 0.048137 | 0.041697 | 0.032341 | 0.013548 | 0.048083 | 0.013548 | 0.013548 | 0 | 0.02702 | 0.055539 | 0.055079 | 0.019516 | 0.0098657 | 0.020879 | 0.22838 | 0.28226 | 0.53247 | 0.12599 | 0.0098657 | 0.0098657 | 0.0098657 | 0.014789 | 0.015279 | 0.014789 | 0.015279 | 0.014789 | 0.014989 | 0.014516 | 0.32341 | 0.091555 | 0.024587 | 0.024587 | 0.066527 | 0.024963 | 0.14946 | 0.15287 | 0.014099
4: buoyancy modules | 0.029771 | 0.067841 | 0.013605 | 0.0054261 | 0.017239 | 0.20339 | 0.00098657 | 0.0034716 | 0.00098657 | 0.091392 | 0.00098657 | 0.00099901 | 0.028291 | 0.034946 | 0.032341 | 0.056333 | 0.028504 | 0.040697 | 0.040697 | 0 | 0.027161 | 0.055539 | 0.055079 | 0.019516 | 0.0098657 | 0.020879 | 0.22838 | 0.28226 | 0.53247 | 0.12599 | 0.0098657 | 0.0098657 | 0.0098657 | 0.014789 | 0.015279 | 0.014789 | 0.015279 | 0.014789 | 0.015154 | 0.014671 | 0.32341 | 0.089371 | 0.024587 | 0.024587 | 0.064239 | 0.024963 | 0.14662 | 0.029771 | 0.067841 | 0.013605 | 0.0054261 | 0.017239 | 0.20339 | 0.00098657 | 0.0039804 | 0.00098657 | 0.091392 | 0.00098657 | 0.00099901 | 0.027284 | 0.041619 | 0.032341 | 0.013385 | 0.013385 | 0.013548 | 0.013548 | 0 | 0.02727 | 0.055539 | 0.055079 | 0.019516 | 0.0098657 | 0.020879 | 0.22838 | 0.28226 | 0.53247 | 0.12599 | 0.0098657 | 0.0098657 | 0.0098657 | 0.029196 | 0.029942 | 0.029196 | 0.029942 | 0.029196 | 0.015281 | 0.014791 | 0.32341 | 0.09153 | 0.024587 | 0.024587 | 0.066501 | 0.024963 | 0.14943 | 0.03132 | 0.038604 | 0.013612 | 0.0027875 | 0.0069317 | 0.0082261 | 0.00050681 | 0.0022757 | 0.00050681 | 0.0074473 | 0.00050681 | 0.00099925 | 0.027824 | 0.034483 | 0.032897 | 0.032037 | 0.018784 | 0.026433 | 0.026433 | 0 | 0.027231 | 0.03139 | 0.031143 | 0.019684 | 0.0098657 | 0.32506 | 0.0083998 | 0.0087745 | 0.010514 | 0.0076879 | 0.0050681 | 0.0050681 | 0.0050681 | 0.0069147 | 0.0069181 | 0.0069147 | 0.0069181 | 0.0069147 | 0.015235 | 0.014748 | 0.0090606 | 0.067402 | 0.0069828 | 0.0069828 | 0.052723 | 0.024975 | 0.13614 | 0.03132 | 0.038604 | 0.013612 | 0.0027875 | 0.0069317 | 0.0082261 | 0.00050681 | 0.0022757 | 0.00050681 | 0.0074473 | 0.00050681 | 0.00099925 | 0.00051366 | 0.038113 | 0.032897 | 0.0070628 | 0.0070628 | 0.46928 | 0.46824 | 0 | 0.027315 | 0.03139 | 0.031143 | 0.019684 | 0.0098657 | 0.013686 | 0.0083998 | 0.0087745 | 0.010514 | 0.0076879 | 0.0050681 | 0.0050681 | 0.0050681 | 0.5075 | 0.50775 | 0.5075 | 0.50775 | 0.5075 | 0.015334 | 0.014841 | 0.0090606 | 0.068637 | 0.0069828 | 0.0069828 | 0.053984 | 0.024975 | 0.13771 | 0.033846 | 0.31415 | 0.00050681 | 0.0027875 | 0.00050875 | 0.60375 | 0.00051025 | 0.0005005 | 0.5005 | 0.54659 | 0.00050681 | 0.00099925 | 0.00051366 | 0.010598 | 0.010598 | 0.50688 | 0.00050688 | 0.50688 | 0.50687 | 0 | 0.020137 | 0.013633 | 0.013633 | 0.51 | 0.0050681 | 0.47823 | 0.0083998 | 0.0087745 | 0.010514 | 0.0076879 | 0.505 | 0.505 | 0.0050681 | 0.0077548 | 0.0080133 | 0.0077548 | 0.0080133 | 0.0077548 | 0.0069816 | 0.0069781 | 1 | 0.5125 | 0.5125 | 0.5125 | 0.010506 | 0.010506 | 0.011326 | 0.065918 | 0.36991 | 0.00050681 | 0.40099 | 0.00050875 | 0.00060375 | 0.00051025 | 0.0005005 | 0.5005 | 0.54659 | 0.072908 | 0.00096312 | 0.51366 | 0.00051698 | 0.010598 | 0.00050688 | 0.00050688 | 0.0069695 | 0.47045 | 0 | 0.020137 | 0.00051025 | 0.00051025 | 0.39148 | 0.0050681 | 0.47823 | 0.6165 | 0.644 | 0.77169 | 0.56425 | 0.505 | 0.505 | 0.505 | 0.5075 | 0.50775 | 0.5075 | 0.50775 | 0.5075 | 0.0069816 | 0.0069781 | 0.665 | 0.5125 | 0.5125 | 0.5125 | 0.5125 | 0.010506 | 0.5525 | 0.03132 | 0.038604 | 0.013612 | 0.0027875 | 0.0069317 | 0.0082261 | 0.00050681 | 0.0022757 | 0.00050681 | 0.0074473 | 0.00050681 | 0.00099925 | 0.00051366 | 0.038113 | 0.032897 | 0.0070628 | 0.0070628 | 0.46928 | 0.46824 | 0 | 0.027315 | 0.03139 | 0.031143 | 0.019684 | 0.0098657 | 0.013686 | 0.0083998 | 0.0087745 | 0.010514 | 0.0076879 | 0.0050681 | 0.0050681 | 0.0050681 | 0.5075 | 0.50775 | 0.5075 | 0.50775 | 0.5075 | 0.015334 | 0.014841 | 0.0090606 | 0.068637 | 0.0069828 | 0.0069828 | 0.053984 | 0.024975 | 0.13771 | 0.03132 | 0.038604 | 0.013612 | 0.0027875 | 0.0069317 | 0.0082261 | 0.00050681 | 0.0022757 | 0.00050681 | 0.0074473 | 0.00050681 | 0.00099925 | 0.028077 | 0.034483 | 0.032897 | 0.032037 | 0.018784 | 0.026433 | 0.026433 | 0 | 0.027231 | 0.03139 | 0.031143 | 0.019684 | 0.0098657 | 0.013686 | 0.0083998 | 0.0087745 | 0.010514 | 0.0076879 | 0.0050681 | 0.0050681 | 0.0050681 | 0.0069147 | 0.0069181 | 0.0069147 | 0.0069181 | 0.0069147 | 0.015235 | 0.014748 | 0.0090606 | 0.067402 | 0.0069828 | 0.0069828 | 0.052723 | 0.024975 | 0.13614 | 0.029771 | 0.067841 | 0.013605 | 0.0054261 | 0.017239 | 0.20339 | 0.00098657 | 0.0039804 | 0.00098657 | 0.091392 | 0.00098657 | 0.00099901 | 0.027284 | 0.041619 | 0.032341 | 0.013385 | 0.013385 | 0.013548 | 0.013548 | 0 | 0.02727 | 0.055539 | 0.055079 | 0.019516 | 0.0098657 | 0.020879 | 0.22838 | 0.28226 | 0.53247 | 0.12599 | 0.0098657 | 0.0098657 | 0.0098657 | 0.029196 | 0.029942 | 0.029196 | 0.029942 | 0.029196 | 0.015281 | 0.014791 | 0.32341 | 0.09153 | 0.024587 | 0.024587 | 0.066501 | 0.024963 | 0.14943 | 0.029771 | 0.067841 | 0.013605 | 0.0054261 | 0.017239 | 0.20339 | 0.00098657 | 0.0034716 | 0.00098657 | 0.091392 | 0.00098657 | 0.00099901 | 0.028776 | 0.034946 | 0.032341 | 0.056333 | 0.028504 | 0.040697 | 0.040697 | 0 | 0.027161 | 0.055539 | 0.055079 | 0.019516 | 0.0098657 | 0.020879 | 0.22838 | 0.28226 | 0.53247 | 0.12599 | 0.0098657 | 0.0098657 | 0.0098657 | 0.014789 | 0.015279 | 0.014789 | 0.015279 | 0.014789 | 0.015154 | 0.014671 | 0.32341 | 0.089371 | 0.024587 | 0.024587 | 0.064239 | 0.024963 | 0.14662 | 0.093609 | 0.28592
4: tether and anchor systems | 0.029771 | 0.067841 | 0.013605 | 0.0054261 | 0.017239 | 0.20339 | 0.00098657 | 0.0034716 | 0.00098657 | 0.091392 | 0.00098657 | 0.00099901 | 0.028291 | 0.034946 | 0.032341 | 0.056333 | 0.028504 | 0.040697 | 0.040697 | 0 | 0.027161 | 0.055539 | 0.055079 | 0.019516 | 0.0098657 | 0.020879 | 0.22838 | 0.28226 | 0.53247 | 0.12599 | 0.0098657 | 0.0098657 | 0.0098657 | 0.014789 | 0.015279 | 0.014789 | 0.015279 | 0.014789 | 0.015154 | 0.014671 | 0.32341 | 0.089371 | 0.024587 | 0.024587 | 0.064239 | 0.024963 | 0.14662 | 0.029771 | 0.067841 | 0.013605 | 0.0054261 | 0.017239 | 0.20339 | 0.00098657 | 0.0039804 | 0.00098657 | 0.091392 | 0.00098657 | 0.00099901 | 0.027284 | 0.041619 | 0.032341 | 0.013385 | 0.013385 | 0.013548 | 0.013548 | 0 | 0.02727 | 0.055539 | 0.055079 | 0.019516 | 0.0098657 | 0.020879 | 0.22838 | 0.28226 | 0.53247 | 0.12599 | 0.0098657 | 0.0098657 | 0.0098657 | 0.029196 | 0.029942 | 0.029196 | 0.029942 | 0.029196 | 0.015281 | 0.014791 | 0.32341 | 0.09153 | 0.024587 | 0.024587 | 0.066501 | 0.024963 | 0.14943 | 0.03132 | 0.038604 | 0.013612 | 0.0027875 | 0.0069317 | 0.0082261 | 0.00050681 | 0.0022757 | 0.00050681 | 0.0074473 | 0.00050681 | 0.00099925 | 0.027824 | 0.034483 | 0.032897 | 0.032037 | 0.018784 | 0.026433 | 0.026433 | 0 | 0.027231 | 0.03139 | 0.031143 | 0.019684 | 0.0098657 | 0.32506 | 0.0083998 | 0.0087745 | 0.010514 | 0.0076879 | 0.0050681 | 0.0050681 | 0.0050681 | 0.0069147 | 0.0069181 | 0.0069147 | 0.0069181 | 0.0069147 | 0.015235 | 0.014748 | 0.0090606 | 0.067402 | 0.0069828 | 0.0069828 | 0.052723 | 0.024975 | 0.13614 | 0.03132 | 0.038604 | 0.013612 | 0.0027875 | 0.0069317 | 0.0082261 | 0.00050681 | 0.0022757 | 0.00050681 | 0.0074473 | 0.00050681 | 0.00099925 | 0.00051366 | 0.038113 | 0.032897 | 0.0070628 | 0.0070628 | 0.46928 | 0.46824 | 0 | 0.027315 | 0.03139 | 0.031143 | 0.019684 | 0.0098657 | 0.013686 | 0.0083998 | 0.0087745 | 0.010514 | 0.0076879 | 0.0050681 | 0.0050681 | 0.0050681 | 0.5075 | 0.50775 | 0.5075 | 0.50775 | 0.5075 | 0.015334 | 0.014841 | 0.0090606 | 0.068637 | 0.0069828 | 0.0069828 | 0.053984 | 0.024975 | 0.13771 | 0.033846 | 0.31415 | 0.00050681 | 0.0027875 | 0.00050875 | 0.60375 | 0.00051025 | 0.0005005 | 0.5005 | 0.54659 | 0.00050681 | 0.00099925 | 0.00051366 | 0.010598 | 0.010598 | 0.50688 | 0.00050688 | 0.50688 | 0.50687 | 0 | 0.020137 | 0.010506 | 0.010506 | 0.51 | 0.0050681 | 0.47823 | 0.0083998 | 0.0087745 | 0.010514 | 0.0076879 | 0.505 | 0.505 | 0.0050681 | 0.0077548 | 0.0080133 | 0.0077548 | 0.0080133 | 0.0077548 | 0.0069816 | 0.0069781 | 0.665 | 1 | 0.5125 | 0.5125 | 0.010506 | 0.010506 | 0.011326 | 0.065918 | 0.36991 | 0.00050681 | 0.40099 | 0.00050875 | 0.00060375 | 0.00051025 | 0.0005005 | 0.5005 | 0.54659 | 0.072908 | 0.00096312 | 0.51366 | 0.00051698 | 0.010598 | 0.00050688 | 0.00050688 | 0.0069695 | 0.47045 | 0 | 0.020137 | 0.00051025 | 0.00051025 | 0.39148 | 0.0050681 | 0.47823 | 0.6165 | 0.644 | 0.77169 | 0.56425 | 0.505 | 0.505 | 0.505 | 0.5075 | 0.50775 | 0.5075 | 0.50775 | 0.5075 | 0.0069816 | 0.0069781 | 0.665 | 0.5125 | 0.5125 | 0.5125 | 0.5125 | 0.010506 | 0.5525 | 0.03132 | 0.038604 | 0.013612 | 0.0027875 | 0.0069317 | 0.0082261 | 0.00050681 | 0.0022757 | 0.00050681 | 0.0074473 | 0.00050681 | 0.00099925 | 0.00051366 | 0.038113 | 0.032897 | 0.0070628 | 0.0070628 | 0.46928 | 0.46824 | 0 | 0.027315 | 0.03139 | 0.031143 | 0.019684 | 0.0098657 | 0.013686 | 0.0083998 | 0.0087745 | 0.010514 | 0.0076879 | 0.0050681 | 0.0050681 | 0.0050681 | 0.5075 | 0.50775 | 0.5075 | 0.50775 | 0.5075 | 0.015334 | 0.014841 | 0.0090606 | 0.068637 | 0.0069828 | 0.0069828 | 0.053984 | 0.024975 | 0.13771 | 0.03132 | 0.038604 | 0.013612 | 0.0027875 | 0.0069317 | 0.0082261 | 0.00050681 | 0.0022757 | 0.00050681 | 0.0074473 | 0.00050681 | 0.00099925 | 0.028077 | 0.034483 | 0.032897 | 0.032037 | 0.018784 | 0.026433 | 0.026433 | 0 | 0.027231 | 0.03139 | 0.031143 | 0.019684 | 0.0098657 | 0.013686 | 0.0083998 | 0.0087745 | 0.010514 | 0.0076879 | 0.0050681 | 0.0050681 | 0.0050681 | 0.0069147 | 0.0069181 | 0.0069147 | 0.0069181 | 0.0069147 | 0.015235 | 0.014748 | 0.0090606 | 0.067402 | 0.0069828 | 0.0069828 | 0.052723 | 0.024975 | 0.13614 | 0.029771 | 0.067841 | 0.013605 | 0.0054261 | 0.017239 | 0.20339 | 0.00098657 | 0.0039804 | 0.00098657 | 0.091392 | 0.00098657 | 0.00099901 | 0.027284 | 0.041619 | 0.032341 | 0.013385 | 0.013385 | 0.013548 | 0.013548 | 0 | 0.02727 | 0.055539 | 0.055079 | 0.019516 | 0.0098657 | 0.020879 | 0.22838 | 0.28226 | 0.53247 | 0.12599 | 0.0098657 | 0.0098657 | 0.0098657 | 0.029196 | 0.029942 | 0.029196 | 0.029942 | 0.029196 | 0.015281 | 0.014791 | 0.32341 | 0.09153 | 0.024587 | 0.024587 | 0.066501 | 0.024963 | 0.14943 | 0.029771 | 0.067841 | 0.013605 | 0.0054261 | 0.017239 | 0.20339 | 0.00098657 | 0.0034716 | 0.00098657 | 0.091392 | 0.00098657 | 0.00099901 | 0.028776 | 0.034946 | 0.032341 | 0.056333 | 0.028504 | 0.040697 | 0.040697 | 0 | 0.027161 | 0.055539 | 0.055079 | 0.019516 | 0.0098657 | 0.020879 | 0.22838 | 0.28226 | 0.53247 | 0.12599 | 0.0098657 | 0.0098657 | 0.0098657 | 0.014789 | 0.015279 | 0.014789 | 0.015279 | 0.014789 | 0.015154 | 0.014671 | 0.32341 | 0.089371 | 0.024587 | 0.024587 | 0.064239 | 0.024963 | 0.14662 | 0.09392 | 0.14883
4: cable protection system | 0.029771 | 0.067841 | 0.013605 | 0.0054261 | 0.017239 | 0.20339 | 0.00098657 | 0.0034716 | 0.00098657 | 0.091392 | 0.00098657 | 0.00099901 | 0.028291 | 0.034946 | 0.032341 | 0.056333 | 0.028504 | 0.040697 | 0.040697 | 0 | 0.027161 | 0.055539 | 0.055079 | 0.019516 | 0.0098657 | 0.020879 | 0.22838 | 0.28226 | 0.53247 | 0.12599 | 0.0098657 | 0.0098657 | 0.0098657 | 0.014789 | 0.015279 | 0.014789 | 0.015279 | 0.014789 | 0.015154 | 0.014671 | 0.32341 | 0.089371 | 0.024587 | 0.024587 | 0.064239 | 0.024963 | 0.14662 | 0.029771 | 0.067841 | 0.013605 | 0.0054261 | 0.017239 | 0.20339 | 0.00098657 | 0.0039804 | 0.00098657 | 0.091392 | 0.00098657 | 0.00099901 | 0.027284 | 0.041619 | 0.032341 | 0.013385 | 0.013385 | 0.013548 | 0.013548 | 0 | 0.02727 | 0.055539 | 0.055079 | 0.019516 | 0.0098657 | 0.020879 | 0.22838 | 0.28226 | 0.53247 | 0.12599 | 0.0098657 | 0.0098657 | 0.0098657 | 0.029196 | 0.029942 | 0.029196 | 0.029942 | 0.029196 | 0.015281 | 0.014791 | 0.32341 | 0.09153 | 0.024587 | 0.024587 | 0.066501 | 0.024963 | 0.14943 | 0.03132 | 0.038604 | 0.013612 | 0.0027875 | 0.0069317 | 0.0082261 | 0.00050681 | 0.0022757 | 0.00050681 | 0.0074473 | 0.00050681 | 0.00099925 | 0.027824 | 0.034483 | 0.032897 | 0.032037 | 0.018784 | 0.026433 | 0.026433 | 0 | 0.027231 | 0.03139 | 0.031143 | 0.019684 | 0.0098657 | 0.32506 | 0.0083998 | 0.0087745 | 0.010514 | 0.0076879 | 0.0050681 | 0.0050681 | 0.0050681 | 0.0069147 | 0.0069181 | 0.0069147 | 0.0069181 | 0.0069147 | 0.015235 | 0.014748 | 0.0090606 | 0.067402 | 0.0069828 | 0.0069828 | 0.052723 | 0.024975 | 0.13614 | 0.03132 | 0.038604 | 0.013612 | 0.0027875 | 0.0069317 | 0.0082261 | 0.00050681 | 0.0022757 | 0.00050681 | 0.0074473 | 0.00050681 | 0.00099925 | 0.00051366 | 0.038113 | 0.032897 | 0.0070628 | 0.0070628 | 0.46928 | 0.46824 | 0 | 0.027315 | 0.03139 | 0.031143 | 0.019684 | 0.0098657 | 0.013686 | 0.0083998 | 0.0087745 | 0.010514 | 0.0076879 | 0.0050681 | 0.0050681 | 0.0050681 | 0.5075 | 0.50775 | 0.5075 | 0.50775 | 0.5075 | 0.015334 | 0.014841 | 0.0090606 | 0.068637 | 0.0069828 | 0.0069828 | 0.053984 | 0.024975 | 0.13771 | 0.033846 | 0.31415 | 0.00050681 | 0.0027875 | 0.00050875 | 0.60375 | 0.00051025 | 0.0005005 | 0.5005 | 0.54659 | 0.00050681 | 0.00099925 | 0.00051366 | 0.010598 | 0.010598 | 0.50688 | 0.00050688 | 0.50688 | 0.50687 | 0 | 0.020137 | 0.010506 | 0.010506 | 0.51 | 0.0050681 | 0.47823 | 0.0083998 | 0.0087745 | 0.010514 | 0.0076879 | 0.505 | 0.505 | 0.0050681 | 0.0077548 | 0.0080133 | 0.0077548 | 0.0080133 | 0.0077548 | 0.0069816 | 0.0069781 | 0.665 | 0.5125 | 1 | 0.5125 | 0.010506 | 0.010506 | 0.011326 | 0.065918 | 0.36991 | 0.00050681 | 0.40099 | 0.00050875 | 0.00060375 | 0.00051025 | 0.0005005 | 0.5005 | 0.54659 | 0.072908 | 0.00096312 | 0.51366 | 0.00051698 | 0.010598 | 0.00050688 | 0.00050688 | 0.0069695 | 0.47045 | 0 | 0.020137 | 0.00051025 | 0.00051025 | 0.39148 | 0.0050681 | 0.47823 | 0.6165 | 0.644 | 0.77169 | 0.56425 | 0.505 | 0.505 | 0.505 | 0.5075 | 0.50775 | 0.5075 | 0.50775 | 0.5075 | 0.0069816 | 0.0069781 | 0.665 | 0.5125 | 0.5125 | 0.5125 | 0.5125 | 0.010506 | 0.5525 | 0.03132 | 0.038604 | 0.013612 | 0.0027875 | 0.0069317 | 0.0082261 | 0.00050681 | 0.0022757 | 0.00050681 | 0.0074473 | 0.00050681 | 0.00099925 | 0.00051366 | 0.038113 | 0.032897 | 0.0070628 | 0.0070628 | 0.46928 | 0.46824 | 0 | 0.027315 | 0.03139 | 0.031143 | 0.019684 | 0.0098657 | 0.013686 | 0.0083998 | 0.0087745 | 0.010514 | 0.0076879 | 0.0050681 | 0.0050681 | 0.0050681 | 0.5075 | 0.50775 | 0.5075 | 0.50775 | 0.5075 | 0.015334 | 0.014841 | 0.0090606 | 0.068637 | 0.0069828 | 0.0069828 | 0.053984 | 0.024975 | 0.13771 | 0.03132 | 0.038604 | 0.013612 | 0.0027875 | 0.0069317 | 0.0082261 | 0.00050681 | 0.0022757 | 0.00050681 | 0.0074473 | 0.00050681 | 0.00099925 | 0.028077 | 0.034483 | 0.032897 | 0.032037 | 0.018784 | 0.026433 | 0.026433 | 0 | 0.027231 | 0.03139 | 0.031143 | 0.019684 | 0.0098657 | 0.013686 | 0.0083998 | 0.0087745 | 0.010514 | 0.0076879 | 0.0050681 | 0.0050681 | 0.0050681 | 0.0069147 | 0.0069181 | 0.0069147 | 0.0069181 | 0.0069147 | 0.015235 | 0.014748 | 0.0090606 | 0.067402 | 0.0069828 | 0.0069828 | 0.052723 | 0.024975 | 0.13614 | 0.029771 | 0.067841 | 0.013605 | 0.0054261 | 0.017239 | 0.20339 | 0.00098657 | 0.0039804 | 0.00098657 | 0.091392 | 0.00098657 | 0.00099901 | 0.027284 | 0.041619 | 0.032341 | 0.013385 | 0.013385 | 0.013548 | 0.013548 | 0 | 0.02727 | 0.055539 | 0.055079 | 0.019516 | 0.0098657 | 0.020879 | 0.22838 | 0.28226 | 0.53247 | 0.12599 | 0.0098657 | 0.0098657 | 0.0098657 | 0.029196 | 0.029942 | 0.029196 | 0.029942 | 0.029196 | 0.015281 | 0.014791 | 0.32341 | 0.09153 | 0.024587 | 0.024587 | 0.066501 | 0.024963 | 0.14943 | 0.029771 | 0.067841 | 0.013605 | 0.0054261 | 0.017239 | 0.20339 | 0.00098657 | 0.0034716 | 0.00098657 | 0.091392 | 0.00098657 | 0.00099901 | 0.028776 | 0.034946 | 0.032341 | 0.056333 | 0.028504 | 0.040697 | 0.040697 | 0 | 0.027161 | 0.055539 | 0.055079 | 0.019516 | 0.0098657 | 0.020879 | 0.22838 | 0.28226 | 0.53247 | 0.12599 | 0.0098657 | 0.0098657 | 0.0098657 | 0.014789 | 0.015279 | 0.014789 | 0.015279 | 0.014789 | 0.015154 | 0.014671 | 0.32341 | 0.089371 | 0.024587 | 0.024587 | 0.064239 | 0.024963 | 0.14662 | 0.09392 | 0.081452
4: dynamic cable | 0.029771 | 0.067841 | 0.013605 | 0.0054262 | 0.017239 | 0.2034 | 0.00098657 | 0.0039825 | 0.00098657 | 0.091393 | 0.00098657 | 0.00099901 | 0.027271 | 0.047526 | 0.032341 | 0.025636 | 0.013385 | 0.013574 | 0.013574 | 0 | 0.02727 | 0.055539 | 0.055079 | 0.019516 | 0.0098657 | 0.020879 | 0.22838 | 0.28227 | 0.53248 | 0.12599 | 0.0098657 | 0.0098657 | 0.0098657 | 0.029186 | 0.029932 | 0.029186 | 0.029932 | 0.029186 | 0.015281 | 0.014791 | 0.32342 | 0.093441 | 0.024587 | 0.024587 | 0.068503 | 0.024963 | 0.15191 | 0.028893 | 0.017862 | 0.013605 | 0.016621 | 0.026632 | 0.25402 | 0.00098973 | 0.00099901 | 0.0035244 | 0.091951 | 0.000916 | 0.00099904 | 0.026983 | 0.041255 | 0.032904 | 0.013609 | 0.013609 | 0.013564 | 0.085786 | 0 | 0.027268 | 0.031113 | 0.031113 |  | 0.0098657 | 0.025167 | 0.25385 | 0.30843 | 0.56184 | 0.15016 | 0.020212 | 0.020212 | 0.02043 | 0.029116 | 0.036468 | 0.029116 | 0.02986 | 0.029116 | 0.015279 | 0.014789 | 0.38175 | 0.069565 | 0.082211 | 0.082211 | 0.055062 | 0.04086 | 0.13905 | 0.02975 | 0.069491 | 0.013598 | 0.0054612 | 0.017375 | 0.20599 | 0.0015143 | 0.00098973 | 0.00099294 | 0.10045 | 0.00099294 | 0.000999 | 0.51366 | 0.0071085 | 0.032235 | 0.0069781 | 0.50687 | 0.0069781 | 0.0069781 | 0 | 0.023708 | 0.060141 | 0.059681 | 0.019514 | 0.0098657 | 0.020978 | 0.2313 | 0.2859 | 0.5394 | 0.12756 | 0.0099294 | 0.0099294 | 0.0099294 | 0.014894 | 0.0069816 | 0.014894 | 0.01539 | 0.0069781 | 0.01113 | 0.010883 | 0.32759 | 0.024493 | 0.024821 | 0.024821 | 0.024493 | 0.024963 | 0.10262 | 0.02975 | 0.054819 | 0.013612 | 0.0054612 | 0.017375 | 0.20599 | 0.00050688 | 0.0032457 | 0.00099294 | 0.0075156 | 0.00099294 | 0.000999 | 0.00051366 | 0.27928 | 0.032573 | 0.50687 | 0.50687 | 0.27782 | 0.042213 | 0 | 0.023708 | 0.045464 | 0.044996 | 0.019514 | 0.0098657 | 0.020978 | 0.2313 | 0.2859 | 0.5394 | 0.12756 | 0.0099294 | 0.0099294 | 0.0099294 | 0.015651 | 0.016164 | 0.015651 | 0.016164 | 0.015651 | 0.01113 | 0.010883 | 0.32759 |  | 0.024821 | 0.024821 |  | 0.024963 |  | 0.50975 | 0.010659 | 0.00050681 | 0.0027775 | 0.008925 | 0.015094 | 0.00051025 | 0.09951 | 0.000505 | 0.0095654 | 0.00054659 | 0.0005005 | 0.51366 | 0.51698 | 0.010598 | 0.0075156 | 0.0075156 | 0.0069695 | 0.50687 | 0 | 0.50687 | 0.011205 | 0.011205 | 0.01025 | 0.0099294 | 0.0060375 | 0.6165 | 0.644 | 0.77169 | 0.56425 | 0.0054659 | 0.0054659 | 0.000505 | 0.5075 | 0.50775 | 0.5075 | 0.50775 | 0.5075 | 0.0069816 | 0.0069781 | 0.665 | 0.5125 | 0.5125 | 1 | 0.010506 | 0.5125 | 0.011326 | 0.034606 | 0.14052 | 0.00050681 | 0.0057603 | 0.00050875 | 0.00060375 | 0.00051025 | 0.0005005 | 0.0012976 | 0.54659 | 0.0010473 | 0.00099898 | 0.51366 | 0.00051698 | 0.033608 | 0.00050688 | 0.00050688 | 0.013652 |  | 0 | 0.027362 | 0.00051025 | 0.00051025 | 0.062625 | 0.0099294 | 0.011535 | 0.23581 | 0.29135 | 0.54924 | 0.13027 | 0.010695 | 0.010695 | 0.010473 | 0.15851 | 0.16502 | 0.15851 | 0.16377 | 0.15851 | 0.015389 | 0.014893 | 0.34198 | 0.026393 | 0.027023 | 0.027023 | 0.026007 | 0.024736 | 0.10787 | 0.02975 | 0.069491 | 0.013598 | 0.0054612 | 0.017375 | 0.20599 | 0.0015143 | 0.00098973 | 0.00099294 | 0.10045 | 0.00099294 | 0.000999 | 0.00051366 | 0.0071085 | 0.032235 | 0.0069781 | 0.50687 | 0.0069781 | 0.0069781 | 0 | 0.023708 | 0.060141 | 0.059681 | 0.019514 | 0.0098657 | 0.020978 | 0.2313 | 0.2859 | 0.5394 | 0.12756 | 0.0099294 | 0.0099294 | 0.0099294 | 0.015651 | 0.50775 | 0.015651 | 0.016164 | 0.5075 | 0.01113 | 0.010883 | 0.32759 | 0.024493 | 0.024821 | 0.024821 | 0.024493 | 0.024963 | 0.10262 | 0.02975 | 0.068149 | 0.013605 | 0.0054612 | 0.017375 | 0.20599 | 0.00098973 | 0.0034859 | 0.00099294 | 0.091951 | 0.00099294 | 0.000999 | 0.026983 | 0.041736 | 0.032335 | 0.013609 | 0.013609 | 0.047381 | 0.040884 | 0 | 0.027268 | 0.055794 | 0.055331 | 0.019514 | 0.0098657 | 0.020978 | 0.2313 | 0.2859 | 0.5394 | 0.12756 | 0.0099294 | 0.0099294 | 0.0099294 | 0.014894 | 0.01539 | 0.014894 | 0.01539 | 0.014894 | 0.015279 | 0.014789 | 0.32759 | 0.091793 | 0.024821 | 0.024821 | 0.066659 | 0.024963 | 0.14958 | 0.029771 | 0.067841 | 0.013605 | 0.0054262 | 0.017239 | 0.2034 | 0.00098657 | 0.0039825 | 0.00098657 | 0.091393 | 0.00098657 | 0.00099901 | 0.027271 | 0.047526 | 0.032341 | 0.025636 | 0.013385 | 0.013574 | 0.013574 | 0 | 0.02727 | 0.055539 | 0.055079 | 0.019516 | 0.0098657 | 0.020879 | 0.22838 | 0.28227 | 0.53248 | 0.12599 | 0.0098657 | 0.0098657 | 0.0098657 | 0.029186 | 0.029932 | 0.029186 | 0.029932 | 0.029186 | 0.015281 | 0.014791 | 0.32342 | 0.093441 | 0.024587 | 0.024587 | 0.068503 | 0.024963 | 0.15191 | 0.029771 | 0.067841 | 0.013605 | 0.0054261 | 0.017239 | 0.20339 | 0.00098657 | 0.0039804 | 0.00098657 | 0.091392 | 0.00098657 | 0.00099901 | 0.048125 | 0.041698 | 0.032341 | 0.013548 | 0.048071 | 0.013548 | 0.013548 | 0 | 0.02702 | 0.055539 | 0.055079 | 0.019516 | 0.0098657 | 0.020879 | 0.22838 | 0.28227 | 0.53247 | 0.12599 | 0.0098657 | 0.0098657 | 0.0098657 | 0.014789 | 0.015279 | 0.014789 | 0.015279 | 0.014789 | 0.014989 | 0.014516 | 0.32342 | 0.091555 | 0.024587 | 0.024587 | 0.066527 | 0.024963 | 0.14946 | 0.089036 | 0.081452
4: static cable | 0.029771 | 0.067841 | 0.013605 | 0.0054262 | 0.017239 | 0.2034 | 0.00098657 | 0.0039825 | 0.00098657 | 0.091393 | 0.00098657 | 0.00099901 | 0.027271 | 0.047526 | 0.032341 | 0.025636 | 0.013385 | 0.013574 | 0.013574 | 0 | 0.02727 | 0.055539 | 0.055079 | 0.019516 | 0.0098657 | 0.020879 | 0.22838 | 0.28227 | 0.53248 | 0.12599 | 0.0098657 | 0.0098657 | 0.0098657 | 0.029186 | 0.029932 | 0.029186 | 0.029932 | 0.029186 | 0.015281 | 0.014791 | 0.32342 | 0.093441 | 0.024587 | 0.024587 | 0.068503 | 0.024963 | 0.15191 | 0.028893 | 0.017862 | 0.013605 | 0.016621 | 0.026632 | 0.25402 | 0.00098973 | 0.00099901 | 0.0035244 | 0.091951 | 0.000916 | 0.00099904 | 0.026983 | 0.041255 | 0.032904 | 0.013609 | 0.013609 | 0.013564 | 0.085786 | 0 | 0.027268 | 0.031113 | 0.031113 |  | 0.0098657 | 0.025167 | 0.25385 | 0.30843 | 0.56184 | 0.15016 | 0.020212 | 0.020212 | 0.02043 | 0.029116 | 0.036468 | 0.029116 | 0.02986 | 0.029116 | 0.015279 | 0.014789 | 0.38175 | 0.069565 | 0.082211 | 0.082211 | 0.055062 | 0.04086 | 0.13905 | 0.02975 | 0.069491 | 0.013598 | 0.0054612 | 0.017375 | 0.20599 | 0.0015143 | 0.00098973 | 0.00099294 | 0.10045 | 0.00099294 | 0.000999 | 0.51366 | 0.0071085 | 0.032235 | 0.0069781 | 0.50687 | 0.0069781 | 0.0069781 | 0 | 0.023708 | 0.060141 | 0.059681 | 0.019514 | 0.0098657 | 0.020978 | 0.2313 | 0.2859 | 0.5394 | 0.12756 | 0.0099294 | 0.0099294 | 0.0099294 | 0.014894 | 0.0069816 | 0.014894 | 0.01539 | 0.0069781 | 0.01113 | 0.010883 | 0.32759 | 0.024493 | 0.024821 | 0.024821 | 0.024493 | 0.024963 | 0.10262 | 0.02975 | 0.054819 | 0.013612 | 0.0054612 | 0.017375 | 0.20599 | 0.00050688 | 0.0032457 | 0.00099294 | 0.0075156 | 0.00099294 | 0.000999 | 0.00051366 | 0.27928 | 0.032573 | 0.50687 | 0.50687 | 0.27782 | 0.042213 | 0 | 0.023708 | 0.045464 | 0.044996 | 0.019514 | 0.0098657 | 0.020978 | 0.2313 | 0.2859 | 0.5394 | 0.12756 | 0.0099294 | 0.0099294 | 0.0099294 | 0.015651 | 0.016164 | 0.015651 | 0.016164 | 0.015651 | 0.01113 | 0.010883 | 0.32759 |  | 0.024821 | 0.024821 |  | 0.024963 |  | 0.50975 | 0.010659 | 0.00050681 | 0.0027775 | 0.008925 | 0.015094 | 0.00051025 | 0.09951 | 0.000505 | 0.0095654 | 0.00054659 | 0.0005005 | 0.51366 | 0.51698 | 0.010598 | 0.0075156 | 0.0075156 | 0.0069695 | 0.50687 | 0 | 0.50687 | 0.011205 | 0.011205 | 0.01025 | 0.0099294 | 0.0060375 | 0.6165 | 0.644 | 0.77169 | 0.56425 | 0.0054659 | 0.0054659 | 0.000505 | 0.5075 | 0.50775 | 0.5075 | 0.50775 | 0.5075 | 0.0069816 | 0.0069781 | 0.665 | 0.5125 | 0.5125 | 0.5125 | 1 | 0.5125 | 0.011326 | 0.034606 | 0.14052 | 0.00050681 | 0.0057603 | 0.00050875 | 0.00060375 | 0.00051025 | 0.0005005 | 0.0012976 | 0.54659 | 0.0010473 | 0.00099898 | 0.51366 | 0.00051698 | 0.033608 | 0.00050688 | 0.00050688 | 0.013652 |  | 0 | 0.027362 | 0.00051025 | 0.00051025 | 0.062625 | 0.0099294 | 0.011535 | 0.23581 | 0.29135 | 0.54924 | 0.13027 | 0.010695 | 0.010695 | 0.010473 | 0.15851 | 0.16502 | 0.15851 | 0.16377 | 0.15851 | 0.015389 | 0.014893 | 0.34198 | 0.026393 | 0.027023 | 0.027023 | 0.026007 | 0.024736 | 0.10787 | 0.02975 | 0.069491 | 0.013598 | 0.0054612 | 0.017375 | 0.20599 | 0.0015143 | 0.00098973 | 0.00099294 | 0.10045 | 0.00099294 | 0.000999 | 0.00051366 | 0.0071085 | 0.032235 | 0.0069781 | 0.50687 | 0.0069781 | 0.0069781 | 0 | 0.023708 | 0.060141 | 0.059681 | 0.019514 | 0.0098657 | 0.020978 | 0.2313 | 0.2859 | 0.5394 | 0.12756 | 0.0099294 | 0.0099294 | 0.0099294 | 0.015651 | 0.50775 | 0.015651 | 0.016164 | 0.5075 | 0.01113 | 0.010883 | 0.32759 | 0.024493 | 0.024821 | 0.024821 | 0.024493 | 0.024963 | 0.10262 | 0.02975 | 0.068149 | 0.013605 | 0.0054612 | 0.017375 | 0.20599 | 0.00098973 | 0.0034859 | 0.00099294 | 0.091951 | 0.00099294 | 0.000999 | 0.026983 | 0.041736 | 0.032335 | 0.013609 | 0.013609 | 0.047381 | 0.040884 | 0 | 0.027268 | 0.055794 | 0.055331 | 0.019514 | 0.0098657 | 0.020978 | 0.2313 | 0.2859 | 0.5394 | 0.12756 | 0.0099294 | 0.0099294 | 0.0099294 | 0.014894 | 0.01539 | 0.014894 | 0.01539 | 0.014894 | 0.015279 | 0.014789 | 0.32759 | 0.091793 | 0.024821 | 0.024821 | 0.066659 | 0.024963 | 0.14958 | 0.029771 | 0.067841 | 0.013605 | 0.0054262 | 0.017239 | 0.2034 | 0.00098657 | 0.0039825 | 0.00098657 | 0.091393 | 0.00098657 | 0.00099901 | 0.027271 | 0.047526 | 0.032341 | 0.025636 | 0.013385 | 0.013574 | 0.013574 | 0 | 0.02727 | 0.055539 | 0.055079 | 0.019516 | 0.0098657 | 0.020879 | 0.22838 | 0.28227 | 0.53248 | 0.12599 | 0.0098657 | 0.0098657 | 0.0098657 | 0.029186 | 0.029932 | 0.029186 | 0.029932 | 0.029186 | 0.015281 | 0.014791 | 0.32342 | 0.093441 | 0.024587 | 0.024587 | 0.068503 | 0.024963 | 0.15191 | 0.029771 | 0.067841 | 0.013605 | 0.0054261 | 0.017239 | 0.20339 | 0.00098657 | 0.0039804 | 0.00098657 | 0.091392 | 0.00098657 | 0.00099901 | 0.048125 | 0.041698 | 0.032341 | 0.013548 | 0.048071 | 0.013548 | 0.013548 | 0 | 0.02702 | 0.055539 | 0.055079 | 0.019516 | 0.0098657 | 0.020879 | 0.22838 | 0.28227 | 0.53247 | 0.12599 | 0.0098657 | 0.0098657 | 0.0098657 | 0.014789 | 0.015279 | 0.014789 | 0.015279 | 0.014789 | 0.014989 | 0.014516 | 0.32342 | 0.091555 | 0.024587 | 0.024587 | 0.066527 | 0.024963 | 0.14946 | 0.090116 | 0.10687
4: terminations | 0.029771 | 0.067841 | 0.013605 | 0.0054262 | 0.017239 | 0.2034 | 0.00098657 | 0.0039825 | 0.00098657 | 0.091393 | 0.00098657 | 0.00099901 | 0.027271 | 0.047526 | 0.032341 | 0.025636 | 0.013385 | 0.013574 | 0.013574 | 0 | 0.02727 | 0.055539 | 0.055079 | 0.019516 | 0.0098657 | 0.020879 | 0.22838 | 0.28227 | 0.53248 | 0.12599 | 0.0098657 | 0.0098657 | 0.0098657 | 0.029186 | 0.029932 | 0.029186 | 0.029932 | 0.029186 | 0.015281 | 0.014791 | 0.32342 | 0.093441 | 0.024587 | 0.024587 | 0.068503 | 0.024963 | 0.15191 | 0.028893 | 0.017862 | 0.013605 | 0.016621 | 0.026632 | 0.25402 | 0.00098973 | 0.00099901 | 0.0035244 | 0.091951 | 0.000916 | 0.00099904 | 0.026983 | 0.041255 | 0.032904 | 0.013609 | 0.013609 | 0.013564 | 0.085786 | 0 | 0.027268 | 0.031113 | 0.031113 |  | 0.0098657 | 0.025167 | 0.25385 | 0.30843 | 0.56184 | 0.15016 | 0.020212 | 0.020212 | 0.02043 | 0.029116 | 0.036468 | 0.029116 | 0.02986 | 0.029116 | 0.015279 | 0.014789 | 0.38175 | 0.069565 | 0.082211 | 0.082211 | 0.055062 | 0.04086 | 0.13905 | 0.02975 | 0.069491 | 0.013598 | 0.0054612 | 0.017375 | 0.20599 | 0.0015143 | 0.00098973 | 0.00099294 | 0.10045 | 0.00099294 | 0.000999 | 0.51366 | 0.0071085 | 0.032235 | 0.0069781 | 0.50687 | 0.0069781 | 0.0069781 | 0 | 0.023708 | 0.060141 | 0.059681 | 0.019514 | 0.0098657 | 0.020978 | 0.2313 | 0.2859 | 0.5394 | 0.12756 | 0.0099294 | 0.0099294 | 0.0099294 | 0.014894 | 0.0069816 | 0.014894 | 0.01539 | 0.0069781 | 0.01113 | 0.010883 | 0.32759 | 0.024493 | 0.024821 | 0.024821 | 0.024493 | 0.024963 | 0.10262 | 0.02975 | 0.054819 | 0.013612 | 0.0054612 | 0.017375 | 0.20599 | 0.00050688 | 0.0032457 | 0.00099294 | 0.0075156 | 0.00099294 | 0.000999 | 0.00051366 | 0.27928 | 0.032573 | 0.50687 | 0.50687 | 0.27782 | 0.042213 | 0 | 0.023708 | 0.045464 | 0.044996 | 0.019514 | 0.0098657 | 0.020978 | 0.2313 | 0.2859 | 0.5394 | 0.12756 | 0.0099294 | 0.0099294 | 0.0099294 | 0.015651 | 0.016164 | 0.015651 | 0.016164 | 0.015651 | 0.01113 | 0.010883 | 0.32759 |  | 0.024821 | 0.024821 |  | 0.024963 |  | 0.50975 | 0.010659 | 0.00050681 | 0.0027775 | 0.008925 | 0.015094 | 0.00051025 | 0.09951 | 0.000505 | 0.0095654 | 0.00054659 | 0.0005005 | 0.51366 | 0.51698 | 0.010598 | 0.0075156 | 0.0075156 | 0.0069695 | 0.50687 | 0 | 0.50687 | 0.011205 | 0.011205 | 0.01025 | 0.0099294 | 0.0060375 | 0.6165 | 0.644 | 0.77169 | 0.56425 | 0.0054659 | 0.0054659 | 0.000505 | 0.5075 | 0.50775 | 0.5075 | 0.50775 | 0.5075 | 0.0069816 | 0.0069781 | 0.665 | 0.5125 | 0.5125 | 0.5125 | 0.010506 | 1 | 0.011326 | 0.034606 | 0.14052 | 0.00050681 | 0.0057603 | 0.00050875 | 0.00060375 | 0.00051025 | 0.0005005 | 0.0012976 | 0.54659 | 0.0010473 | 0.00099898 | 0.51366 | 0.00051698 | 0.033608 | 0.00050688 | 0.00050688 | 0.013652 |  | 0 | 0.027362 | 0.00051025 | 0.00051025 | 0.062625 | 0.0099294 | 0.011535 | 0.23581 | 0.29135 | 0.54924 | 0.13027 | 0.010695 | 0.010695 | 0.010473 | 0.15851 | 0.16502 | 0.15851 | 0.16377 | 0.15851 | 0.015389 | 0.014893 | 0.34198 | 0.026393 | 0.027023 | 0.027023 | 0.026007 | 0.024736 | 0.10787 | 0.02975 | 0.069491 | 0.013598 | 0.0054612 | 0.017375 | 0.20599 | 0.0015143 | 0.00098973 | 0.00099294 | 0.10045 | 0.00099294 | 0.000999 | 0.00051366 | 0.0071085 | 0.032235 | 0.0069781 | 0.50687 | 0.0069781 | 0.0069781 | 0 | 0.023708 | 0.060141 | 0.059681 | 0.019514 | 0.0098657 | 0.020978 | 0.2313 | 0.2859 | 0.5394 | 0.12756 | 0.0099294 | 0.0099294 | 0.0099294 | 0.015651 | 0.50775 | 0.015651 | 0.016164 | 0.5075 | 0.01113 | 0.010883 | 0.32759 | 0.024493 | 0.024821 | 0.024821 | 0.024493 | 0.024963 | 0.10262 | 0.02975 | 0.068149 | 0.013605 | 0.0054612 | 0.017375 | 0.20599 | 0.00098973 | 0.0034859 | 0.00099294 | 0.091951 | 0.00099294 | 0.000999 | 0.026983 | 0.041736 | 0.032335 | 0.013609 | 0.013609 | 0.047381 | 0.040884 | 0 | 0.027268 | 0.055794 | 0.055331 | 0.019514 | 0.0098657 | 0.020978 | 0.2313 | 0.2859 | 0.5394 | 0.12756 | 0.0099294 | 0.0099294 | 0.0099294 | 0.014894 | 0.01539 | 0.014894 | 0.01539 | 0.014894 | 0.015279 | 0.014789 | 0.32759 | 0.091793 | 0.024821 | 0.024821 | 0.066659 | 0.024963 | 0.14958 | 0.029771 | 0.067841 | 0.013605 | 0.0054262 | 0.017239 | 0.2034 | 0.00098657 | 0.0039825 | 0.00098657 | 0.091393 | 0.00098657 | 0.00099901 | 0.027271 | 0.047526 | 0.032341 | 0.025636 | 0.013385 | 0.013574 | 0.013574 | 0 | 0.02727 | 0.055539 | 0.055079 | 0.019516 | 0.0098657 | 0.020879 | 0.22838 | 0.28227 | 0.53248 | 0.12599 | 0.0098657 | 0.0098657 | 0.0098657 | 0.029186 | 0.029932 | 0.029186 | 0.029932 | 0.029186 | 0.015281 | 0.014791 | 0.32342 | 0.093441 | 0.024587 | 0.024587 | 0.068503 | 0.024963 | 0.15191 | 0.029771 | 0.067841 | 0.013605 | 0.0054261 | 0.017239 | 0.20339 | 0.00098657 | 0.0039804 | 0.00098657 | 0.091392 | 0.00098657 | 0.00099901 | 0.048125 | 0.041698 | 0.032341 | 0.013548 | 0.048071 | 0.013548 | 0.013548 | 0 | 0.02702 | 0.055539 | 0.055079 | 0.019516 | 0.0098657 | 0.020879 | 0.22838 | 0.28227 | 0.53247 | 0.12599 | 0.0098657 | 0.0098657 | 0.0098657 | 0.014789 | 0.015279 | 0.014789 | 0.015279 | 0.014789 | 0.014989 | 0.014516 | 0.32342 | 0.091555 | 0.024587 | 0.024587 | 0.066527 | 0.024963 | 0.14946 | 0.089036 | 0.071179
4: offshore joints | 0.029771 | 0.067841 | 0.013605 | 0.0054262 | 0.017239 | 0.2034 | 0.00098657 | 0.0039825 | 0.00098657 | 0.091393 | 0.00098657 | 0.00099901 | 0.027271 | 0.047526 | 0.032341 | 0.025636 | 0.013385 | 0.013574 | 0.013574 | 0 | 0.02727 | 0.055539 | 0.055079 | 0.019516 | 0.0098657 | 0.020879 | 0.22838 | 0.28227 | 0.53248 | 0.12599 | 0.0098657 | 0.0098657 | 0.0098657 | 0.029186 | 0.029932 | 0.029186 | 0.029932 | 0.029186 | 0.015281 | 0.014791 | 0.32342 | 0.093441 | 0.024587 | 0.024587 | 0.068503 | 0.024963 | 0.15191 | 0.028893 | 0.017862 | 0.013605 | 0.016621 | 0.026632 | 0.25402 | 0.00098973 | 0.00099901 | 0.0035244 | 0.091951 | 0.000916 | 0.00099904 | 0.026983 | 0.041255 | 0.032904 | 0.013609 | 0.013609 | 0.013564 | 0.085786 | 0 | 0.027268 | 0.031113 | 0.031113 |  | 0.0098657 | 0.025167 | 0.25385 | 0.30843 | 0.56184 | 0.15016 | 0.020212 | 0.020212 | 0.02043 | 0.029116 | 0.036468 | 0.029116 | 0.02986 | 0.029116 | 0.015279 | 0.014789 | 0.38175 | 0.069565 | 0.082211 | 0.082211 | 0.055062 | 0.04086 | 0.13905 | 0.02975 | 0.069491 | 0.013598 | 0.0054612 | 0.017375 | 0.20599 | 0.0015143 | 0.00098973 | 0.00099294 | 0.10045 | 0.00099294 | 0.000999 | 0.51366 | 0.0071085 | 0.032235 | 0.0069781 | 0.50687 | 0.0069781 | 0.0069781 | 0 | 0.023708 | 0.060141 | 0.059681 | 0.019514 | 0.0098657 | 0.020978 | 0.2313 | 0.2859 | 0.5394 | 0.12756 | 0.0099294 | 0.0099294 | 0.0099294 | 0.014894 | 0.0069816 | 0.014894 | 0.01539 | 0.0069781 | 0.01113 | 0.010883 | 0.32759 | 0.024493 | 0.024821 | 0.024821 | 0.024493 | 0.024963 | 0.10262 | 0.02975 | 0.054819 | 0.013612 | 0.0054612 | 0.017375 | 0.20599 | 0.00050688 | 0.0032457 | 0.00099294 | 0.0075156 | 0.00099294 | 0.000999 | 0.00051366 | 0.27928 | 0.032573 | 0.50687 | 0.50687 | 0.27782 | 0.042213 | 0 | 0.023708 | 0.045464 | 0.044996 | 0.019514 | 0.0098657 | 0.020978 | 0.2313 | 0.2859 | 0.5394 | 0.12756 | 0.0099294 | 0.0099294 | 0.0099294 | 0.015651 | 0.016164 | 0.015651 | 0.016164 | 0.015651 | 0.01113 | 0.010883 | 0.32759 |  | 0.024821 | 0.024821 |  | 0.024963 |  | 0.50975 | 0.010659 | 0.00050681 | 0.0027775 | 0.008925 | 0.063394 | 0.00051025 | 0.09951 | 0.000505 | 0.0095654 | 0.00054659 | 0.0005005 | 0.51366 | 0.51698 | 0.010598 | 0.0075156 | 0.0075156 | 0.0069695 | 0.50687 | 0 | 0.50687 | 0.011205 | 0.011205 | 0.01105 | 0.0099294 | 0.0060375 | 0.6165 | 0.644 | 0.77169 | 0.56425 | 0.0054659 | 0.0054659 | 0.000505 | 0.5075 | 0.50775 | 0.5075 | 0.50775 | 0.5075 | 0.0069816 | 0.0069781 | 0.665 | 0.5125 | 0.5125 | 0.5125 | 0.010506 | 0.5125 | 1 | 0.034606 | 0.14052 | 0.00050681 | 0.0057603 | 0.00050875 | 0.00060375 | 0.00051025 | 0.0005005 | 0.0012976 | 0.54659 | 0.0010473 | 0.00099898 | 0.51366 | 0.00051698 | 0.033608 | 0.00050688 | 0.00050688 | 0.013652 |  | 0 | 0.027362 | 0.00051025 | 0.00051025 | 0.062625 | 0.0099294 | 0.011535 | 0.23581 | 0.29135 | 0.54924 | 0.13027 | 0.010695 | 0.010695 | 0.010473 | 0.15851 | 0.16502 | 0.15851 | 0.16377 | 0.15851 | 0.015389 | 0.014893 | 0.34198 | 0.026393 | 0.027023 | 0.027023 | 0.026007 | 0.024736 | 0.10787 | 0.02975 | 0.069491 | 0.013598 | 0.0054612 | 0.017375 | 0.20599 | 0.0015143 | 0.00098973 | 0.00099294 | 0.10045 | 0.00099294 | 0.000999 | 0.00051366 | 0.0071085 | 0.032235 | 0.0069781 | 0.50687 | 0.0069781 | 0.0069781 | 0 | 0.023708 | 0.060141 | 0.059681 | 0.019514 | 0.0098657 | 0.020978 | 0.2313 | 0.2859 | 0.5394 | 0.12756 | 0.0099294 | 0.0099294 | 0.0099294 | 0.015651 | 0.50775 | 0.015651 | 0.016164 | 0.5075 | 0.01113 | 0.010883 | 0.32759 | 0.024493 | 0.024821 | 0.024821 | 0.024493 | 0.024963 | 0.10262 | 0.02975 | 0.068149 | 0.013605 | 0.0054612 | 0.017375 | 0.20599 | 0.00098973 | 0.0034859 | 0.00099294 | 0.091951 | 0.00099294 | 0.000999 | 0.026983 | 0.041736 | 0.032335 | 0.013609 | 0.013609 | 0.047381 | 0.040884 | 0 | 0.027268 | 0.055794 | 0.055331 | 0.019514 | 0.0098657 | 0.020978 | 0.2313 | 0.2859 | 0.5394 | 0.12756 | 0.0099294 | 0.0099294 | 0.0099294 | 0.014894 | 0.01539 | 0.014894 | 0.01539 | 0.014894 | 0.015279 | 0.014789 | 0.32759 | 0.091793 | 0.024821 | 0.024821 | 0.066659 | 0.024963 | 0.14958 | 0.029771 | 0.067841 | 0.013605 | 0.0054262 | 0.017239 | 0.2034 | 0.00098657 | 0.0039825 | 0.00098657 | 0.091393 | 0.00098657 | 0.00099901 | 0.027271 | 0.047526 | 0.032341 | 0.025636 | 0.013385 | 0.013574 | 0.013574 | 0 | 0.02727 | 0.055539 | 0.055079 | 0.019516 | 0.0098657 | 0.020879 | 0.22838 | 0.28227 | 0.53248 | 0.12599 | 0.0098657 | 0.0098657 | 0.0098657 | 0.029186 | 0.029932 | 0.029186 | 0.029932 | 0.029186 | 0.015281 | 0.014791 | 0.32342 | 0.093441 | 0.024587 | 0.024587 | 0.068503 | 0.024963 | 0.15191 | 0.029771 | 0.067841 | 0.013605 | 0.0054261 | 0.017239 | 0.20339 | 0.00098657 | 0.0039804 | 0.00098657 | 0.091392 | 0.00098657 | 0.00099901 | 0.048125 | 0.041698 | 0.032341 | 0.013548 | 0.048071 | 0.013548 | 0.013548 | 0 | 0.02702 | 0.055539 | 0.055079 | 0.019516 | 0.0098657 | 0.020879 | 0.22838 | 0.28227 | 0.53247 | 0.12599 | 0.0098657 | 0.0098657 | 0.0098657 | 0.014789 | 0.015279 | 0.014789 | 0.015279 | 0.014789 | 0.014989 | 0.014516 | 0.32342 | 0.091555 | 0.024587 | 0.024587 | 0.066527 | 0.024963 | 0.14946 | 0.09022 | 0.17661
5: Incorrect turbine operation | 0.029771 | 0.067841 | 0.013605 | 0.0054261 | 0.017239 | 0.20339 | 0.00098657 | 0.0039804 | 0.00098657 | 0.091392 | 0.00098657 | 0.00099901 | 0.048125 | 0.041698 | 0.032341 | 0.013548 | 0.048071 | 0.013548 | 0.013548 | 0 | 0.02702 | 0.055539 | 0.055079 | 0.019516 | 0.0098657 | 0.020879 | 0.22838 | 0.28227 | 0.53247 | 0.12599 | 0.0098657 | 0.0098657 | 0.0098657 | 0.014789 | 0.015279 | 0.014789 | 0.015279 | 0.014789 | 0.014989 | 0.014516 | 0.32342 | 0.091555 | 0.024587 | 0.024587 | 0.066527 | 0.024963 | 0.14946 | 0.029771 | 0.067841 | 0.013605 | 0.0054262 | 0.017239 | 0.2034 | 0.00098657 | 0.0039825 | 0.00098657 | 0.091393 | 0.00098657 | 0.00099901 | 0.027271 | 0.047526 | 0.032341 | 0.025636 | 0.013385 | 0.013574 | 0.013574 | 0 | 0.02727 | 0.055539 | 0.055079 | 0.019516 | 0.0098657 | 0.020879 | 0.22838 | 0.28227 | 0.53248 | 0.12599 | 0.0098657 | 0.0098657 | 0.0098657 | 0.029186 | 0.029932 | 0.029186 | 0.029932 | 0.029186 | 0.015281 | 0.014791 | 0.32342 | 0.093441 | 0.024587 | 0.024587 | 0.068503 | 0.024963 | 0.15191 | 0.038495 | 0.017862 | 0.013605 | 0.0054261 | 0.026632 | 0.25402 | 0.00098973 | 0.00099901 | 0.00098657 | 0.091951 | 0.000916 | 0.00099904 | 0.026983 | 0.041255 | 0.032904 | 0.013609 | 0.013609 | 0.013564 | 0.013548 | 0 | 0.027268 | 0.031113 | 0.031113 | 0.019516 | 0.0098657 | 0.025167 | 0.22838 | 0.28226 | 0.53247 | 0.12599 | 0.020212 | 0.020212 | 0.0098657 | 0.029116 | 0.036468 | 0.029116 | 0.02986 | 0.029116 | 0.015279 | 0.014789 | 0.32341 | 0.069565 | 0.024587 | 0.024587 | 0.055062 | 0.04086 | 0.13905 | 0.02975 | 0.069491 | 0.013598 | 0.0054612 | 0.017375 | 0.20599 | 0.0015143 | 0.00098973 | 0.00099294 | 0.10045 | 0.00099294 | 0.000999 | 0.51366 | 0.0071085 | 0.032235 | 0.0069781 | 0.50687 | 0.0069781 | 0.0069781 | 0 | 0.023708 | 0.060141 | 0.059681 | 0.019514 | 0.0098657 | 0.020978 | 0.2313 | 0.2859 | 0.5394 | 0.12756 | 0.0099294 | 0.0099294 | 0.0099294 | 0.014894 | 0.0069816 | 0.014894 | 0.01539 | 0.0069781 | 0.01113 | 0.010883 | 0.32759 | 0.024493 | 0.024821 | 0.024821 | 0.024493 | 0.024963 | 0.10262 | 0.03889 | 0.018532 | 0.013612 | 0.0054612 | 0.019602 | 0.22225 | 0.00050688 | 0.00099925 | 0.00099294 | 0.0075156 | 0.0011109 | 0.00099895 | 0.00051366 | 0.037821 | 0.033101 | 0.0069695 | 0.0069695 | 0.013609 |  | 0 | 0.027316 | 0.022548 | 0.022548 | 0.019514 | 0.0098657 | 0.022072 | 0.2313 | 0.2859 | 0.5394 | 0.12756 | 0.013781 | 0.013781 | 0.0099294 | 0.019133 | 0.023104 | 0.019133 | 0.019646 | 0.019133 | 0.015335 | 0.014842 | 0.32759 | 0.060511 | 0.024821 | 0.024821 | 0.049815 | 0.036783 | 0.1339 | 1 | 0.0099401 | 0.00050681 | 0.037463 | 0.0089206 | 0.011773 | 0.00051025 | 0.000505 | 0.000505 | 0.0095654 | 0.00054659 | 0.0005005 | 0.51366 | 0.51698 | 0.010598 | 0.0075156 | 0.0075156 | 0.50688 | 0.50687 | 0 | 0.50687 | 0.011205 | 0.011205 | 0.01025 | 0.0099294 | 0.47823 | 0.012022 | 0.012558 | 0.015048 | 0.011003 | 0.0050975 | 0.505 | 0.0027775 | 0.0027912 | 0.0027926 | 0.0027912 | 0.0027926 | 0.0027912 | 0.0069816 | 0.0069781 | 0.0036575 | 0.5125 | 0.0028187 | 0.0028187 | 0.010506 | 0.5125 | 0.011326 | 0.043638 | 0.018532 | 0.00050681 | 0.0057603 | 0.00050875 | 0.00060375 | 0.00051025 | 0.0005005 | 0.0012976 | 0.0075156 | 0.0011325 | 0.00099893 | 0.51366 | 0.00051698 | 0.033608 | 0.00050688 | 0.00050688 | 0.013652 | 0.25784 | 0 | 0.027362 | 0.00051025 | 0.00051025 | 0.062625 | 0.0099294 | 0.011535 | 0.23581 | 0.29135 | 0.54924 | 0.13027 | 0.011539 | 0.011539 | 0.010473 | 0.15851 | 0.16502 | 0.15851 | 0.16377 | 0.15851 | 0.015389 | 0.014893 | 0.34198 | 0.026393 | 0.027023 | 0.027023 | 0.026007 | 0.024736 | 0.10787 | 0.02975 | 0.069491 | 0.013598 | 0.0054612 | 0.017375 | 0.20599 | 0.0015143 | 0.00098973 | 0.00099294 | 0.10045 | 0.00099294 | 0.000999 | 0.00051366 | 0.0071085 | 0.032235 | 0.0069781 | 0.50688 | 0.0069781 | 0.0069781 | 0 | 0.023708 | 0.060141 | 0.059681 | 0.019514 | 0.0098657 | 0.020978 | 0.2313 | 0.2859 | 0.5394 | 0.12756 | 0.0099294 | 0.0099294 | 0.0099294 | 0.015651 | 0.50775 | 0.015651 | 0.016164 | 0.5075 | 0.01113 | 0.010883 | 0.32759 | 0.024493 | 0.024821 | 0.024821 | 0.024493 | 0.024963 | 0.10262 | 0.02975 | 0.068149 | 0.013605 | 0.0054612 | 0.017375 | 0.20599 | 0.00098973 | 0.0034859 | 0.00099294 | 0.091951 | 0.00099294 | 0.000999 | 0.026983 | 0.041736 | 0.032335 | 0.013609 | 0.013609 | 0.047381 | 0.040884 | 0 | 0.027268 | 0.055794 | 0.055331 | 0.019514 | 0.0098657 | 0.020978 | 0.2313 | 0.2859 | 0.5394 | 0.12756 | 0.0099294 | 0.0099294 | 0.0099294 | 0.014894 | 0.01539 | 0.014894 | 0.01539 | 0.014894 | 0.015279 | 0.014789 | 0.32759 | 0.091793 | 0.024821 | 0.024821 | 0.066659 | 0.024963 | 0.14958 | 0.029771 | 0.067841 | 0.013605 | 0.0054262 | 0.017239 | 0.2034 | 0.00098657 | 0.0039825 | 0.00098657 | 0.091393 | 0.00098657 | 0.00099901 | 0.027271 | 0.047526 | 0.032341 | 0.025636 | 0.013385 | 0.013574 | 0.013574 | 0 | 0.02727 | 0.055539 | 0.055079 | 0.019516 | 0.0098657 | 0.020879 | 0.22838 | 0.28227 | 0.53248 | 0.12599 | 0.0098657 | 0.0098657 | 0.0098657 | 0.029186 | 0.029932 | 0.029186 | 0.029932 | 0.029186 | 0.015281 | 0.014791 | 0.32342 | 0.093441 | 0.024587 | 0.024587 | 0.068503 | 0.024963 | 0.15191 | 0.072526 | 0.067361
5: Increased turbine loads | 0.029771 | 0.068142 | 0.013605 | 0.0054261 | 0.017239 | 0.20339 | 0.00098657 | 0.0038487 | 0.00098657 | 0.091392 | 0.00098657 | 0.00099901 | 0.027271 | 0.041698 | 0.032341 | 0.013548 |  | 0.013548 | 0.013548 | 0 | 0.020137 | 0.055539 | 0.055079 | 0.019516 | 0.0098657 | 0.020879 | 0.22838 | 0.28227 | 0.53247 | 0.12599 | 0.0098657 | 0.0098657 | 0.0098657 | 0.014789 | 0.015279 | 0.014789 | 0.015279 | 0.014789 | 0.0069816 | 0.0069781 | 0.32342 |  | 0.024587 | 0.024587 |  | 0.024963 |  |  | 0.017866 | 0.013605 | 0.0054262 | 0.033253 | 0.25923 | 0.00098654 | 0.00099901 | 0.00098657 | 0.091392 | 0.0020436 | 0.00099848 | 0.027271 | 0.041232 | 0.032905 | 0.013565 | 0.013565 | 0.027194 | 0.013549 | 0 | 0.027268 | 0.031056 | 0.031056 | 0.019516 | 0.0098657 |  | 0.22838 | 0.28227 | 0.53248 | 0.12599 | 0.025472 | 0.025472 | 0.0098657 | 0.035776 | 0.043015 | 0.035776 | 0.036519 | 0.035776 | 0.015279 | 0.014789 | 0.32342 |  | 0.024587 | 0.024587 | 0.055028 | 0.041364 | 0.13901 | 0.02975 |  | 0.013605 | 0.0054612 | 0.017375 | 0.20599 | 0.00098973 |  | 0.00099294 | 0.091951 | 0.00099294 | 0.000999 | 0.026983 | 0.041736 | 0.032335 | 0.013609 | 0.013609 | 0.013548 | 0.013548 | 0 | 0.027268 | 0.055794 | 0.055331 | 0.019514 | 0.0098657 | 0.020978 | 0.2313 | 0.2859 | 0.5394 | 0.12756 | 0.0099294 | 0.0099294 | 0.0099294 | 0.014894 | 0.01539 | 0.014894 | 0.01539 | 0.014894 | 0.015279 | 0.014789 | 0.32759 |  | 0.024821 | 0.024821 |  | 0.024963 |  |  |  | 0.013598 | 0.0054612 | 0.017375 | 0.20599 | 0.0015143 | 0.00098973 | 0.00099294 | 0.10045 | 0.00099294 | 0.000999 | 0.00051366 | 0.033549 | 0.010598 | 0.0069781 | 0.020996 | 0.0069781 | 0.0069781 | 0 |  |  |  | 0.019514 | 0.0098657 |  | 0.2313 | 0.2859 | 0.5394 | 0.12756 | 0.0099294 | 0.0099294 | 0.0099294 | 0.015651 | 0.019347 | 0.015651 | 0.016164 | 0.018836 | 0.015217 | 0.014731 | 0.32759 | 0.024185 | 0.024821 | 0.024821 | 0.024185 | 0.024963 | 0.10038 | 0.025187 | 0.010659 | 0.00050681 |  | 0.50875 | 0.60375 | 0.00050688 | 0.0005005 |  | 0.0075156 | 0.00054659 | 0.00099923 | 0.0070628 | 0.51698 | 0.021873 | 0.0069695 | 0.0069695 | 0.013609 |  | 0 | 0.027316 | 0.51025 | 0.51025 | 0.50161 | 0.0099294 | 0.22307 |  |  |  |  | 0.062136 | 0.062136 | 0.010746 | 0.02058 | 0.024609 | 0.02058 | 0.021149 | 0.02058 | 0.015335 | 0.014842 |  |  |  |  | 0.36486 | 0.27401 | 0.44721 | 0.0099401 | 1 | 0.00050681 | 0.50275 | 0.50875 | 0.011773 | 0.1411 | 0.000505 | 0.000505 | 0.54659 | 0.0005005 | 0.0005005 | 0.00051366 | 0.00051698 | 0.010598 | 0.50687 | 0.50688 | 0.50687 | 0.50687 | 0 | 0.50687 | 0.51025 | 0.51025 | 0.01025 | 0.0099294 | 0.0060375 | 0.012022 | 0.012558 | 0.015048 | 0.011003 | 0.0050975 | 0.505 | 0.0027775 | 0.0027912 | 0.0027926 | 0.0027912 | 0.0027926 | 0.0027912 | 0.0069816 | 0.0069781 | 0.0036575 | 0.5125 | 0.0028188 | 0.0028188 | 0.5125 | 0.0005125 | 0.5525 | 0.025187 | 0.010659 | 0.00050681 |  | 0.50875 | 0.60375 | 0.00051025 | 0.0005005 |  | 0.0075156 | 0.00054659 | 0.00099923 | 0.0070628 | 0.51698 | 0.021873 | 0.0069695 | 0.0069695 | 0.013609 |  | 0 | 0.027316 | 0.51025 | 0.51025 | 0.50161 | 0.0099294 | 0.22307 |  |  |  |  | 0.062136 | 0.062136 | 0.010746 | 0.02058 | 0.024609 | 0.02058 | 0.021149 | 0.02058 | 0.015335 | 0.014842 |  |  |  |  | 0.36486 | 0.27401 | 0.44721 |  |  | 0.013598 | 0.0054612 | 0.017375 | 0.20599 | 0.0015143 | 0.00098973 | 0.00099294 | 0.10045 | 0.00099294 | 0.000999 | 0.00051366 | 0.033549 | 0.010598 | 0.0069781 | 0.020996 | 0.0069781 | 0.0069781 | 0 |  |  |  | 0.019514 | 0.0098657 |  | 0.2313 | 0.2859 | 0.5394 | 0.12756 | 0.0099294 | 0.0099294 | 0.0099294 | 0.015651 | 0.019347 | 0.015651 | 0.016164 | 0.018836 | 0.015217 | 0.014731 | 0.32759 | 0.024185 | 0.024821 | 0.024821 | 0.024185 | 0.024963 | 0.10038 | 0.02975 |  | 0.013605 | 0.0054612 | 0.017375 | 0.20599 | 0.00098973 |  | 0.00099294 | 0.091951 | 0.00099294 | 0.000999 | 0.026983 | 0.041736 | 0.032335 | 0.013609 | 0.013609 | 0.013548 | 0.013548 | 0 | 0.027268 | 0.055794 | 0.055331 | 0.019514 | 0.0098657 | 0.020978 | 0.2313 | 0.2859 | 0.5394 | 0.12756 | 0.0099294 | 0.0099294 | 0.0099294 | 0.014894 | 0.01539 | 0.014894 | 0.01539 | 0.014894 | 0.015279 | 0.014789 | 0.32759 |  | 0.024821 | 0.024821 |  | 0.024963 |  |  | 0.017866 | 0.013605 | 0.0054262 | 0.033253 | 0.25923 | 0.00098654 | 0.00099901 | 0.00098657 | 0.091392 | 0.0020436 | 0.00099848 | 0.027271 | 0.041232 | 0.032905 | 0.013565 | 0.013565 | 0.027194 | 0.013549 | 0 | 0.027268 | 0.031056 | 0.031056 | 0.019516 | 0.0098657 |  | 0.22838 | 0.28227 | 0.53248 | 0.12599 | 0.025472 | 0.025472 | 0.0098657 | 0.035776 | 0.043015 | 0.035776 | 0.036519 | 0.035776 | 0.015279 | 0.014789 | 0.32342 |  | 0.024587 | 0.024587 | 0.055028 | 0.041364 | 0.13901 | 0.086019 | 0.075127
5: Vessel or Aircraft Collision | 0.029771 | 0.067841 | 0.013605 | 0.0054261 | 0.017239 | 0.20339 | 0.00098657 | 0.0039804 | 0.00098657 | 0.091392 | 0.00098657 | 0.00099901 | 0.027271 | 0.041619 | 0.032341 | 0.013385 | 0.013385 | 0.013548 | 0.013548 | 0 | 0.02727 | 0.055539 | 0.055079 | 0.019516 | 0.0098657 | 0.020879 | 0.22838 | 0.28227 | 0.53247 | 0.12599 | 0.0098657 | 0.0098657 | 0.0098657 | 0.029189 | 0.029936 | 0.029189 | 0.029936 | 0.029189 | 0.015281 | 0.014791 | 0.32342 | 0.09153 | 0.024587 | 0.024587 | 0.066501 | 0.024963 | 0.14943 | 0.02975 | 0.068236 | 0.013605 | 0.0054612 | 0.017375 | 0.20599 | 0.00099294 | 0.0034875 | 0.00099294 | 0.092507 | 0.00099294 | 0.000999 | 0.028297 | 0.034952 | 0.032334 | 0.056649 | 0.028632 | 0.040884 | 0.040884 | 0 | 0.02716 | 0.055862 | 0.055399 | 0.019514 | 0.0098657 | 0.020978 | 0.2313 | 0.2859 | 0.5394 | 0.12756 | 0.0099294 | 0.0099294 | 0.0099294 | 0.014894 | 0.01539 | 0.014894 | 0.01539 | 0.014894 | 0.015153 | 0.01467 | 0.32759 | 0.089661 | 0.024821 | 0.024821 | 0.064393 | 0.024963 | 0.14676 | 0.02975 | 0.068236 | 0.013605 | 0.0054612 | 0.017375 | 0.20599 | 0.00099294 | 0.0034875 | 0.00099294 | 0.092507 | 0.00099294 | 0.000999 | 0.00051366 | 0.041709 | 0.032334 | 0.013559 | 0.013559 | 0.048749 | 0.042213 | 0 | 0.027268 | 0.055862 | 0.055399 | 0.019514 | 0.0098657 | 0.020978 | 0.2313 | 0.2859 | 0.5394 | 0.12756 | 0.0099294 | 0.0099294 | 0.0099294 | 0.015651 | 0.016164 | 0.015651 | 0.016164 | 0.015651 | 0.015279 | 0.01479 | 0.32759 | 0.091845 | 0.024821 | 0.024821 | 0.066682 | 0.024963 | 0.1496 | 0.50975 | 0.50975 | 0.00050681 | 0.0027875 | 0.0069317 | 0.0082261 | 0.00050681 | 0.5005 | 0.00050681 | 0.0074473 | 0.00050681 | 0.0005005 | 0.51366 | 0.51698 | 0.021873 | 0.50687 | 0.50688 | 0.026433 | 0.026433 | 0 | 0.023708 | 0.51025 | 0.51025 | 0.019684 | 0.0099294 | 0.47823 | 0.0083998 | 0.0087745 | 0.010514 | 0.0076879 | 0.0050681 | 0.0050681 | 0.0050681 | 0.0069147 | 0.0069181 | 0.0069147 | 0.0069181 | 0.0069147 | 0.01113 | 0.010883 | 0.0090606 | 0.44068 | 0.0069828 | 0.0069828 | 0.36486 | 0.0005125 | 0.44721 | 0.50975 | 0.50975 | 0.00050681 | 0.0027875 | 0.0069317 | 0.0082261 | 0.00050681 | 0.5005 | 0.00050681 | 0.0074473 | 0.00050681 | 0.0005005 | 0.51366 | 0.51698 | 0.021873 | 0.50687 | 0.50688 | 0.026433 | 0.026433 | 0 | 0.023708 | 0.51025 | 0.51025 | 0.019684 | 0.0099294 | 0.47823 | 0.0083998 | 0.0087745 | 0.010514 | 0.0076879 | 0.0050681 | 0.0050681 | 0.0050681 | 0.0069147 | 0.0069181 | 0.0069147 | 0.0069181 | 0.0069147 | 0.01113 | 0.010883 | 0.0090606 | 0.44068 | 0.0069828 | 0.0069828 | 0.36486 | 0.0005125 | 0.44721 | 0.50975 | 0.50975 | 1 | 0.0027875 | 0.0069317 | 0.0082261 | 0.00050681 | 0.5005 | 0.00050681 | 0.0074473 | 0.00050681 | 0.0005005 | 0.51366 | 0.51698 | 0.021873 | 0.50687 | 0.50688 | 0.026433 | 0.026433 | 0 | 0.023708 | 0.51025 | 0.51025 | 0.019684 | 0.0050681 | 0.505 | 0.0083998 | 0.0087745 | 0.010514 | 0.0076879 | 0.0050681 | 0.0050681 | 0.0050681 | 0.0069147 | 0.0069181 | 0.0069147 | 0.0069181 | 0.0069147 | 0.01113 | 0.010883 | 0.0090606 | 0.44068 | 0.0069828 | 0.0069828 | 0.36486 | 0.0005125 | 0.44721 | 0.50975 | 0.50975 | 0.00050681 | 0.0027875 | 0.0069317 | 0.0082261 | 0.00050681 | 0.5005 | 0.00050681 | 0.0074473 | 0.00050681 | 0.0005005 | 0.51366 | 0.51698 | 0.021873 | 0.50687 | 0.50688 | 0.026433 | 0.026433 | 0 | 0.023708 | 0.51025 | 0.51025 | 0.019684 | 0.0099294 | 0.47823 | 0.0083998 | 0.0087745 | 0.010514 | 0.0076879 | 0.0050681 | 0.0050681 | 0.0050681 | 0.0069147 | 0.0069181 | 0.0069147 | 0.0069181 | 0.0069147 | 0.01113 | 0.010883 | 0.0090606 | 0.44068 | 0.0069828 | 0.0069828 | 0.36486 | 0.0005125 | 0.44721 | 0.50975 | 0.50975 | 0.00050681 | 0.0027875 | 0.0069317 | 0.0082261 | 0.00050681 | 0.5005 | 0.00050681 | 0.0074473 | 0.00050681 | 0.0005005 | 0.51366 | 0.51698 | 0.021873 | 0.50687 | 0.50688 | 0.026433 | 0.026433 | 0 | 0.023708 | 0.51025 | 0.51025 | 0.019684 | 0.0099294 | 0.47823 | 0.0083998 | 0.0087745 | 0.010514 | 0.0076879 | 0.0050681 | 0.0050681 | 0.0050681 | 0.0069147 | 0.0069181 | 0.0069147 | 0.0069181 | 0.0069147 | 0.01113 | 0.010883 | 0.0090606 | 0.44068 | 0.0069828 | 0.0069828 | 0.36486 | 0.0005125 | 0.44721 | 0.02975 | 0.068236 | 0.013605 | 0.0054612 | 0.017375 | 0.20599 | 0.00099294 | 0.0034875 | 0.00099294 | 0.092507 | 0.00099294 | 0.000999 | 0.00051366 | 0.041709 | 0.032334 | 0.013559 | 0.013559 | 0.048749 | 0.042213 | 0 | 0.027268 | 0.055862 | 0.055399 | 0.019514 | 0.0098657 | 0.020978 | 0.2313 | 0.2859 | 0.5394 | 0.12756 | 0.0099294 | 0.0099294 | 0.0099294 | 0.015651 | 0.016164 | 0.015651 | 0.016164 | 0.015651 | 0.015279 | 0.01479 | 0.32759 | 0.091845 | 0.024821 | 0.024821 | 0.066682 | 0.024963 | 0.1496 | 0.02975 | 0.068236 | 0.013605 | 0.0054612 | 0.017375 | 0.20599 | 0.00099294 | 0.0034875 | 0.00099294 | 0.092507 | 0.00099294 | 0.000999 | 0.028786 | 0.034952 | 0.032334 | 0.056649 | 0.028632 | 0.040884 | 0.040884 | 0 | 0.02716 | 0.055862 | 0.055399 | 0.019514 | 0.0098657 | 0.020978 | 0.2313 | 0.2859 | 0.5394 | 0.12756 | 0.0099294 | 0.0099294 | 0.0099294 | 0.014894 | 0.01539 | 0.014894 | 0.01539 | 0.014894 | 0.015153 | 0.01467 | 0.32759 | 0.089661 | 0.024821 | 0.024821 | 0.064393 | 0.024963 | 0.14676 | 0.10305 | 0.011501
5: Falling topside components | 0.029771 | 0.067841 | 0.013605 | 0.0054261 | 0.017239 | 0.20339 | 0.00098657 | 0.0039804 | 0.00098657 | 0.091392 | 0.00098657 | 0.00099901 | 0.027271 | 0.041698 | 0.032341 | 0.013548 | 0.049041 | 0.013548 | 0.013548 | 0 | 0.027013 | 0.055539 | 0.055079 | 0.019516 | 0.0098657 | 0.020879 | 0.22838 | 0.28227 | 0.53247 | 0.12599 | 0.0098657 | 0.0098657 | 0.0098657 | 0.014789 | 0.015279 | 0.014789 | 0.015279 | 0.014789 | 0.014981 | 0.014509 | 0.32342 | 0.091555 | 0.024587 | 0.024587 | 0.066527 | 0.024963 | 0.14946 | 0.039034 | 0.017866 | 0.013605 | 0.0054262 | 0.033253 | 0.25923 | 0.00098651 | 0.00099901 | 0.00098657 | 0.091388 | 0.0020436 | 0.00099848 | 0.027271 | 0.041232 | 0.032905 | 0.013565 | 0.013565 | 0.027194 | 0.013549 | 0 | 0.027268 | 0.031056 | 0.031056 | 0.019516 | 0.0098657 | 0.027582 | 0.22838 | 0.28227 | 0.53248 | 0.12599 | 0.025472 | 0.025472 | 0.0098657 | 0.035776 | 0.043015 | 0.035776 | 0.036519 | 0.035776 | 0.015279 | 0.014789 | 0.32342 | 0.069505 | 0.024587 | 0.024587 | 0.055027 | 0.041364 | 0.13901 | 0.02975 | 0.068236 | 0.013605 | 0.0054612 | 0.017375 | 0.20599 | 0.00099294 | 0.0039982 | 0.00099294 | 0.092507 | 0.00099294 | 0.000999 | 0.026983 | 0.041729 | 0.032334 | 0.0136 | 0.013609 | 0.0136 | 0.0136 | 0 | 0.027268 | 0.055862 | 0.055399 | 0.019514 | 0.0098657 | 0.020978 | 0.2313 | 0.2859 | 0.5394 | 0.12756 | 0.0099294 | 0.0099294 | 0.0099294 | 0.014894 | 0.01539 | 0.014894 | 0.01539 | 0.014894 | 0.015279 | 0.014789 | 0.32759 | 0.091852 | 0.024821 | 0.024821 | 0.066689 | 0.024963 | 0.14961 | 0.02975 | 0.069578 | 0.013598 | 0.0054612 | 0.017375 | 0.20599 | 0.001539 | 0.00098973 | 0.00099294 | 0.101 | 0.00099294 | 0.000999 | 0.00051366 | 0.033549 | 0.03201 | 0.0069781 | 0.021021 | 0.0069781 | 0.0069781 | 0 | 0.027215 | 0.069941 | 0.069491 | 0.019514 | 0.0098657 | 0.020978 | 0.2313 | 0.2859 | 0.5394 | 0.12756 | 0.0099294 | 0.0099294 | 0.0099294 | 0.015651 | 0.019651 | 0.015651 | 0.016164 | 0.019137 | 0.015217 | 0.01473 | 0.32759 | 0.024185 | 0.024821 | 0.024821 | 0.024185 | 0.024963 | 0.10038 | 0.025187 | 0.010659 | 0.00050681 | 0.14466 | 0.50875 | 0.60375 | 0.00050688 | 0.0005005 | 0.02655 | 0.0075156 | 0.00054659 | 0.00099923 | 0.0070628 | 0.51698 | 0.021873 | 0.0069695 | 0.0069695 | 0.0069695 | 0.47045 | 0 | 0.020137 | 0.51025 | 0.51025 |  | 0.0099294 | 0.22307 | 0.24129 | 0.2968 | 0.55457 | 0.13581 | 0.505 | 0.505 | 0.010746 | 0.5075 | 0.50775 | 0.5075 | 0.50775 | 0.5075 | 0.0069816 | 0.0069781 | 0.62755 | 0.44068 | 0.44131 | 0.44131 | 0.36486 | 0.27401 | 0.44721 | 0.015048 | 0.13837 | 0.00050681 | 1 | 0.14267 | 0.60375 | 0.1411 | 0.19656 | 0.09951 | 0.54659 | 0.0005005 | 0.0005005 | 0.51366 | 0.51698 | 0.010598 | 0.50688 | 0.0069781 | 0.50687 | 0.50687 | 0 | 0.50687 | 0.51025 | 0.51025 | 0.01025 | 0.0099294 | 0.47823 | 0.0033907 | 0.003542 | 0.0042443 | 0.0031034 | 0.0027775 | 0.0027775 | 0.0027775 | 0.0027912 | 0.0027926 | 0.0027912 | 0.0027926 | 0.0027912 | 0.0069816 | 0.0069781 | 0.0036575 | 0.5125 | 0.0028187 | 0.0028187 | 0.010506 | 0.010506 | 0.011326 | 0.025187 | 0.010659 | 0.00050681 | 0.14466 | 0.50875 | 0.60375 | 0.00050688 | 0.0005005 | 0.02655 | 0.0075156 | 0.00054659 | 0.00099923 | 0.0070628 | 0.51698 | 0.021873 | 0.0069695 | 0.0069695 | 0.0069695 | 0.47045 | 0 | 0.020137 | 0.51025 | 0.51025 |  | 0.0099294 | 0.22307 | 0.24129 | 0.2968 | 0.55457 | 0.13581 | 0.505 | 0.505 | 0.010746 | 0.5075 | 0.50775 | 0.5075 | 0.50775 | 0.5075 | 0.0069816 | 0.0069781 | 0.62755 | 0.44068 | 0.44131 | 0.44131 | 0.36486 | 0.27401 | 0.44721 | 0.02975 | 0.069578 | 0.013598 | 0.0054612 | 0.017375 | 0.20599 | 0.001539 | 0.00098973 | 0.00099294 | 0.101 | 0.00099294 | 0.000999 | 0.00051366 | 0.033549 | 0.03201 | 0.0069781 | 0.021021 | 0.0069781 | 0.0069781 | 0 | 0.027215 | 0.069941 | 0.069491 | 0.019514 | 0.0098657 | 0.020978 | 0.2313 | 0.2859 | 0.5394 | 0.12756 | 0.0099294 | 0.0099294 | 0.0099294 | 0.015651 | 0.019651 | 0.015651 | 0.016164 | 0.019137 | 0.015217 | 0.01473 | 0.32759 | 0.024185 | 0.024821 | 0.024821 | 0.024185 | 0.024963 | 0.10038 | 0.02975 | 0.068236 | 0.013605 | 0.0054612 | 0.017375 | 0.20599 | 0.00099294 | 0.0039982 | 0.00099294 | 0.092507 | 0.00099294 | 0.000999 | 0.026983 | 0.041729 | 0.032334 | 0.0136 | 0.013609 | 0.0136 | 0.0136 | 0 | 0.027268 | 0.055862 | 0.055399 | 0.019514 | 0.0098657 | 0.020978 | 0.2313 | 0.2859 | 0.5394 | 0.12756 | 0.0099294 | 0.0099294 | 0.0099294 | 0.014894 | 0.01539 | 0.014894 | 0.01539 | 0.014894 | 0.015279 | 0.014789 | 0.32759 | 0.091852 | 0.024821 | 0.024821 | 0.066689 | 0.024963 | 0.14961 | 0.039034 | 0.017866 | 0.013605 | 0.0054262 | 0.033253 | 0.25923 | 0.00098651 | 0.00099901 | 0.00098657 | 0.091388 | 0.0020436 | 0.00099848 | 0.027271 | 0.041232 | 0.032905 | 0.013565 | 0.013565 | 0.027194 | 0.013549 | 0 | 0.027268 | 0.031056 | 0.031056 | 0.019516 | 0.0098657 | 0.027582 | 0.22838 | 0.28227 | 0.53248 | 0.12599 | 0.025472 | 0.025472 | 0.0098657 | 0.035776 | 0.043015 | 0.035776 | 0.036519 | 0.035776 | 0.015279 | 0.014789 | 0.32342 | 0.069505 | 0.024587 | 0.024587 | 0.055027 | 0.041364 | 0.13901 | 0.10816 | 0.042571
5: Turbine parked | 0.029771 | 0.067841 | 0.013605 | 0.0054261 | 0.017239 | 0.20339 | 0.00098657 | 0.0039804 | 0.00098657 | 0.091392 | 0.00098657 | 0.00099901 | 0.048125 | 0.041698 | 0.032341 | 0.013548 | 0.048071 | 0.013548 | 0.013548 | 0 | 0.02702 | 0.055539 | 0.055079 | 0.019516 | 0.0098657 | 0.020879 | 0.22838 | 0.28227 | 0.53247 | 0.12599 | 0.0098657 | 0.0098657 | 0.0098657 | 0.014789 | 0.015279 | 0.014789 | 0.015279 | 0.014789 | 0.014989 | 0.014516 | 0.32342 | 0.091555 | 0.024587 | 0.024587 | 0.066527 | 0.024963 | 0.14946 | 0.029771 | 0.067841 | 0.013605 | 0.0054262 | 0.017239 | 0.2034 | 0.00098657 | 0.0039825 | 0.00098657 | 0.091393 | 0.00098657 | 0.00099901 | 0.027271 | 0.047526 | 0.032341 | 0.025636 | 0.013385 | 0.013574 | 0.013574 | 0 | 0.02727 | 0.055539 | 0.055079 | 0.019516 | 0.0098657 | 0.020879 | 0.22838 | 0.28227 | 0.53248 | 0.12599 | 0.0098657 | 0.0098657 | 0.0098657 | 0.029186 | 0.029932 | 0.029186 | 0.029932 | 0.029186 | 0.015281 | 0.014791 | 0.32342 | 0.093441 | 0.024587 | 0.024587 | 0.068503 | 0.024963 | 0.15191 | 0.028893 | 0.017862 | 0.013605 | 0.016621 | 0.026632 | 0.25402 | 0.00098973 | 0.00099901 | 0.0035244 | 0.091951 | 0.000916 | 0.00099904 | 0.026983 | 0.041255 | 0.032904 | 0.013609 | 0.013609 | 0.013564 | 0.085786 | 0 | 0.027268 | 0.031113 | 0.031113 | 0.10435 | 0.0098657 | 0.025167 | 0.25385 | 0.30843 | 0.56184 | 0.15016 | 0.020212 | 0.020212 | 0.02043 | 0.029116 | 0.036468 | 0.029116 | 0.02986 | 0.029116 | 0.015279 | 0.014789 | 0.38175 | 0.069565 | 0.082211 | 0.082211 | 0.055062 | 0.04086 | 0.13905 | 0.02975 | 0.069491 | 0.013598 | 0.0054612 | 0.017375 | 0.20599 | 0.0015143 | 0.00098973 | 0.00099294 | 0.10045 | 0.00099294 | 0.000999 | 0.51366 | 0.0071085 | 0.032235 | 0.0069781 | 0.50687 | 0.0069781 | 0.0069781 | 0 | 0.023708 | 0.060141 | 0.059681 | 0.019514 | 0.0098657 | 0.020978 | 0.2313 | 0.2859 | 0.5394 | 0.12756 | 0.0099294 | 0.0099294 | 0.0099294 | 0.014894 | 0.0069816 | 0.014894 | 0.01539 | 0.0069781 | 0.01113 | 0.010883 | 0.32759 | 0.024493 | 0.024821 | 0.024821 | 0.024493 | 0.024963 | 0.10262 | 0.02975 | 0.054819 | 0.013612 | 0.0054612 | 0.017375 | 0.20599 | 0.00050688 | 0.0032457 | 0.00099294 | 0.0075156 | 0.00099294 | 0.000999 | 0.00051366 | 0.27928 | 0.032573 | 0.50688 | 0.50688 | 0.27782 | 0.042213 | 0 | 0.023708 | 0.045464 | 0.044996 | 0.019514 | 0.0098657 | 0.020978 | 0.2313 | 0.2859 | 0.5394 | 0.12756 | 0.0099294 | 0.0099294 | 0.0099294 | 0.015651 | 0.016164 | 0.015651 | 0.016164 | 0.015651 | 0.01113 | 0.010883 | 0.32759 |  | 0.024821 | 0.024821 |  | 0.024963 |  | 0.50975 | 0.010659 | 0.00050681 | 0.0027775 | 1 | 0.010566 | 0.00051025 | 0.09951 | 0.000505 | 0.0095654 | 0.00054659 | 0.0005005 | 0.51366 | 0.51698 | 0.010598 | 0.0075156 | 0.0075156 | 0.0069695 | 0.50687 | 0 | 0.50687 | 0.011205 | 0.011205 | 0.51 | 0.0099294 | 0.0050875 | 0.6165 | 0.644 | 0.77169 | 0.56425 | 0.0054659 | 0.0054659 | 0.000505 | 0.5075 | 0.50775 | 0.5075 | 0.50775 | 0.5075 | 0.0069816 | 0.0069781 | 0.665 | 0.5125 | 0.5125 | 0.5125 | 0.010506 | 0.5125 | 0.011326 | 0.034606 | 0.14052 | 0.00050681 | 0.0057603 | 0.00050875 | 0.00060375 | 0.00051025 | 0.0005005 | 0.0012976 | 0.54659 | 0.0010473 | 0.00099898 | 0.51366 | 0.00051698 | 0.033608 | 0.00050688 | 0.00050688 | 0.013652 | 0.25784 | 0 | 0.027362 | 0.00051025 | 0.00051025 | 0.062625 | 0.0099294 | 0.011535 | 0.23581 | 0.29135 | 0.54924 | 0.13027 | 0.010695 | 0.010695 | 0.010473 | 0.15851 | 0.16502 | 0.15851 | 0.16377 | 0.15851 | 0.015389 | 0.014893 | 0.34198 | 0.026393 | 0.027023 | 0.027023 | 0.026007 | 0.024736 | 0.10787 | 0.02975 | 0.069491 | 0.013598 | 0.0054612 | 0.017375 | 0.20599 | 0.0015143 | 0.00098973 | 0.00099294 | 0.10045 | 0.00099294 | 0.000999 | 0.00051366 | 0.0071085 | 0.032235 | 0.0069781 | 0.50687 | 0.0069781 | 0.0069781 | 0 | 0.023708 | 0.060141 | 0.059681 | 0.019514 | 0.0098657 | 0.020978 | 0.2313 | 0.2859 | 0.5394 | 0.12756 | 0.0099294 | 0.0099294 | 0.0099294 | 0.015651 | 0.50775 | 0.015651 | 0.016164 | 0.5075 | 0.01113 | 0.010883 | 0.32759 | 0.024493 | 0.024821 | 0.024821 | 0.024493 | 0.024963 | 0.10262 | 0.02975 | 0.068149 | 0.013605 | 0.0054612 | 0.017375 | 0.20599 | 0.00098973 | 0.0034859 | 0.00099294 | 0.091951 | 0.00099294 | 0.000999 | 0.026983 | 0.041736 | 0.032335 | 0.013609 | 0.013609 | 0.047381 | 0.040884 | 0 | 0.027268 | 0.055794 | 0.055331 | 0.019514 | 0.0098657 | 0.020978 | 0.2313 | 0.2859 | 0.5394 | 0.12756 | 0.0099294 | 0.0099294 | 0.0099294 | 0.014894 | 0.01539 | 0.014894 | 0.01539 | 0.014894 | 0.015279 | 0.014789 | 0.32759 | 0.091793 | 0.024821 | 0.024821 | 0.066659 | 0.024963 | 0.14958 | 0.029771 | 0.067841 | 0.013605 | 0.0054262 | 0.017239 | 0.2034 | 0.00098657 | 0.0039825 | 0.00098657 | 0.091393 | 0.00098657 | 0.00099901 | 0.027271 | 0.047526 | 0.032341 | 0.025636 | 0.013385 | 0.013574 | 0.013574 | 0 | 0.02727 | 0.055539 | 0.055079 | 0.019516 | 0.0098657 | 0.020879 | 0.22838 | 0.28227 | 0.53248 | 0.12599 | 0.0098657 | 0.0098657 | 0.0098657 | 0.029186 | 0.029932 | 0.029186 | 0.029932 | 0.029186 | 0.015281 | 0.014791 | 0.32342 | 0.093441 | 0.024587 | 0.024587 | 0.068503 | 0.024963 | 0.15191 | 0.091567 | 0.082885
5: Reduced power output | 0 | 0 | 0 | 0 | 0 | 0 | 0 | 0 | 0 | 0 | 0 | 0 | 0 | 0 | 0 | 0 | 0 | 0 | 0 | 0 | 0 | 0 | 0 | 0 | 0 | 0 | 0 | 0 | 0 | 0 | 0 | 0 | 0 | 0 | 0 | 0 | 0 | 0 | 0 | 0 | 0 | 0 | 0 | 0 | 0 | 0 | 0 | 0 | 0 | 0 | 0 | 0 | 0 | 0 | 0 | 0 | 0 | 0 | 0 | 0 | 0 | 0 | 0 | 0 | 0 | 0 | 0 | 0 | 0 | 0 | 0 | 0 | 0 | 0 | 0 | 0 | 0 | 0 | 0 | 0 | 0 | 0 | 0 | 0 | 0 | 0 | 0 | 0 | 0 | 0 | 0 | 0 | 0 | 0 | 0 | 0 | 0 | 0 | 0 | 0 | 0 | 0 | 0 | 0 | 0 | 0 | 0 | 0 | 0 | 0 | 0 | 0 | 0 | 0 | 0 | 0 | 0 | 0 | 0 | 0 | 0 | 0 | 0 | 0 | 0 | 0 | 0 | 0 | 0 | 0 | 0 | 0 | 0 | 0 | 0 | 0 | 0 | 0 | 0 | 0 | 0 | 0 | 0 | 0 | 0 | 0 | 0 | 0 | 0 | 0 | 0 | 0 | 0 | 0 | 0 | 0 | 0 | 0 | 0 | 0 | 0 | 0 | 0 | 0 | 0 | 0 | 0 | 0 | 0 | 0 | 0 | 0 | 0 | 0 | 0 | 0 | 0 | 0 | 0 | 0 | 0 | 0 | 0 | 0 | 0 | 0 | 0 | 0 | 0 | 0 | 0 | 0 | 0 | 0 | 0 | 0 | 0 | 0 | 0 | 0 | 0 | 0 | 0 | 0 | 0 | 0 | 0 | 0 | 0 | 0 | 0 | 0 | 0 | 0 | 0 | 0 | 0 | 0 | 0 | 0 | 0 | 0 | 0 | 0 | 0 | 0 | 0 | 0 | 0 | 0 | 0 | 0 | 0 | 0 | 0 | 0 | 0 | 0 | 0 | 0 | 1 | 0 | 0 | 0 | 0 | 0 | 0 | 0 | 0 | 0 | 0 | 0 | 0 | 0 | 0 | 0 | 0 | 0 | 0 | 0 | 0.0060375 | 0 | 0 | 0 | 0 | 0 | 0 | 0 | 0 | 0 | 0 | 0 | 0 | 0 | 0 | 0 | 0 | 0 | 0 | 0 | 0 | 0 | 0 | 0 | 0 | 0 | 0 | 0 | 0 | 0 | 0 | 0 | 0 | 0 | 0 | 0 | 0 | 0 | 0 | 0 | 0 | 0 | 0 | 0 | 0 | 0 | 0 | 0 | 0 | 0 | 0 | 0 | 0 | 0 | 0 | 0 | 0 | 0 | 0 | 0 | 0 | 0 | 0 | 0 | 0 | 0 | 0 | 0 | 0 | 0 | 0 | 0 | 0 | 0 | 0 | 0 | 0 | 0 | 0 | 0 | 0 | 0 | 0 | 0 | 0 | 0 | 0 | 0 | 0 | 0 | 0 | 0 | 0 | 0 | 0 | 0 | 0 | 0 | 0 | 0 | 0 | 0 | 0 | 0 | 0 | 0 | 0 | 0 | 0 | 0 | 0 | 0 | 0 | 0 | 0 | 0 | 0 | 0 | 0 | 0 | 0 | 0 | 0 | 0 | 0 | 0 | 0 | 0 | 0 | 0 | 0 | 0 | 0 | 0 | 0 | 0 | 0 | 0 | 0 | 0 | 0 | 0 | 0 | 0 | 0 | 0 | 0 | 0 | 0 | 0 | 0 | 0 | 0 | 0 | 0 | 0 | 0 | 0 | 0 | 0 | 0 | 0 | 0 | 0 | 0 | 0 | 0 | 0 | 0 | 0 | 0 | 0 | 0 | 0 | 0 | 0 | 0 | 0 | 0 | 0 | 0 | 0 | 0 | 0 | 0 | 0 | 0 | 0 | 0 | 0 | 0 | 0 | 0 | 0 | 0 | 0 | 0 | 0 | 0 | 0 | 0 | 0 | 0 | 0 | 0 | 0 | 0 | 0 | 0 | 0 | 0.0021405 | 0.21679
5: Drift off station | 0.029771 | 0.067841 | 0.013605 | 0.0054261 | 0.017239 | 0.20339 | 0.00098657 | 0.0039804 | 0.00098657 | 0.091392 | 0.00098657 | 0.00099901 | 0.027271 | 0.041619 | 0.032341 | 0.013385 | 0.013385 | 0.013548 | 0.013548 | 0 | 0.02727 | 0.055539 | 0.055079 | 0.019516 | 0.0098657 | 0.020879 | 0.22838 | 0.28227 | 0.53247 | 0.12599 | 0.0098657 | 0.0098657 | 0.0098657 | 0.029189 | 0.029936 | 0.029189 | 0.029936 | 0.029189 | 0.015281 | 0.014791 | 0.32342 | 0.09153 | 0.024587 | 0.024587 | 0.066501 | 0.024963 | 0.14943 | 0.02975 | 0.068236 | 0.013605 | 0.0054612 | 0.017375 | 0.20599 | 0.00099294 | 0.0034875 | 0.00099294 | 0.092507 | 0.00099294 | 0.000999 | 0.028297 | 0.034952 | 0.032334 | 0.056649 | 0.028632 | 0.040884 | 0.040884 | 0 | 0.02716 | 0.055862 | 0.055399 | 0.019514 | 0.0098657 | 0.020978 | 0.2313 | 0.2859 | 0.5394 | 0.12756 | 0.0099294 | 0.0099294 | 0.0099294 | 0.014894 | 0.01539 | 0.014894 | 0.01539 | 0.014894 | 0.015153 | 0.01467 | 0.32759 | 0.089661 | 0.024821 | 0.024821 | 0.064393 | 0.024963 | 0.14676 | 0.02975 | 0.068236 | 0.013605 | 0.0054612 | 0.017375 | 0.20599 | 0.00099294 | 0.0039963 | 0.00099294 | 0.092507 | 0.00099294 | 0.000999 | 0.00051366 | 0.041709 | 0.032334 | 0.013559 | 0.013559 | 0.013548 | 0.013548 | 0 | 0.027268 | 0.055862 | 0.055399 | 0.019514 | 0.0098657 | 0.020978 | 0.2313 | 0.2859 | 0.5394 | 0.12756 | 0.0099294 | 0.0099294 | 0.0099294 | 0.015651 | 0.016164 | 0.015651 | 0.016164 | 0.015651 | 0.015279 | 0.01479 | 0.32759 | 0.091845 | 0.024821 | 0.024821 | 0.066682 | 0.024963 | 0.1496 | 0.50975 | 0.50975 | 0.00050681 | 0.0027875 | 0.0069317 | 0.0082261 | 0.00050681 | 0.5005 | 0.00050681 | 0.0074473 | 0.00050681 | 0.0005005 | 0.51366 | 0.51698 | 0.021873 | 0.50687 | 0.50688 | 0.026433 | 0.026433 | 0 | 0.023708 | 0.51025 | 0.51025 | 0.019684 | 0.0099294 | 0.47823 | 0.0083998 | 0.0087745 | 0.010514 | 0.0076879 | 0.0050681 | 0.0050681 | 0.0050681 | 0.0069147 | 0.0069181 | 0.0069147 | 0.0069181 | 0.0069147 | 0.01113 | 0.010883 | 0.0090606 | 0.44068 | 0.0069828 | 0.0069828 | 0.36486 | 0.0005125 | 0.44721 | 0.50975 | 0.50975 | 0.00050681 | 0.0027875 | 0.0069317 | 0.0082261 | 0.00050681 | 0.5005 | 0.00050681 | 0.0074473 | 0.00050681 | 0.0005005 | 0.00051366 | 0.51698 | 0.021873 | 0.0070628 | 0.0070628 | 0.46928 | 0.46824 | 0 | 0.027315 | 0.51025 | 0.51025 | 0.019684 | 0.0099294 | 0.47823 | 0.0083998 | 0.0087745 | 0.010514 | 0.0076879 | 0.0050681 | 0.0050681 | 0.0050681 | 0.5075 | 0.50775 | 0.5075 | 0.50775 | 0.5075 | 0.015334 | 0.014841 | 0.0090606 | 0.44068 | 0.0069828 | 0.0069828 | 0.36486 | 0.0005125 | 0.44721 | 0.50975 | 0.50975 | 0.00050681 | 0.0027875 | 0.00050875 | 0.00060375 | 1 | 0.0005005 | 0.5005 | 0.54659 | 0.00050681 | 0.0005005 | 0.00051366 | 0.00051698 | 0.010598 | 0.00050688 | 0.00050688 | 0.0069695 | 0.47045 | 0 | 0.020137 | 0.00051025 | 0.00051025 | 0.39148 | 0.0050681 | 0.47823 | 0.0083998 | 0.0087745 | 0.010514 | 0.0076879 | 0.505 | 0.505 | 0.0050681 | 0.5075 | 0.50775 | 0.5075 | 0.50775 | 0.5075 | 0.0069816 | 0.0069781 | 0.665 | 0.5125 | 0.5125 | 0.5125 | 0.5125 | 0.010506 | 0.5525 | 0.50975 | 0.50975 | 0.00050681 | 0.0027875 | 0.0069317 | 0.0082261 | 0.00050681 | 0.5005 | 0.00050681 | 0.0074473 | 0.00050681 | 0.0005005 | 0.00051366 | 0.51698 | 0.021873 | 0.0070628 | 0.0070628 | 0.46928 | 0.46824 | 0 | 0.027315 | 0.51025 | 0.51025 | 0.019684 | 0.0099294 | 0.47823 | 0.0083998 | 0.0087745 | 0.010514 | 0.0076879 | 0.0050681 | 0.0050681 | 0.0050681 | 0.5075 | 0.50775 | 0.5075 | 0.50775 | 0.5075 | 0.015334 | 0.014841 | 0.0090606 | 0.44068 | 0.0069828 | 0.0069828 | 0.36486 | 0.0005125 | 0.44721 | 0.50975 | 0.50975 | 0.00050681 | 0.0027875 | 0.0069317 | 0.0082261 | 0.00050681 | 0.5005 | 0.00050681 | 0.0074473 | 0.00050681 | 0.0005005 | 0.51366 | 0.51698 | 0.021873 | 0.50687 | 0.50688 | 0.026433 | 0.026433 | 0 | 0.023708 | 0.51025 | 0.51025 | 0.019684 | 0.0099294 | 0.47823 | 0.0083998 | 0.0087745 | 0.010514 | 0.0076879 | 0.0050681 | 0.0050681 | 0.0050681 | 0.0069147 | 0.0069181 | 0.0069147 | 0.0069181 | 0.0069147 | 0.01113 | 0.010883 | 0.0090606 | 0.44068 | 0.0069828 | 0.0069828 | 0.36486 | 0.0005125 | 0.44721 | 0.02975 | 0.068236 | 0.013605 | 0.0054612 | 0.017375 | 0.20599 | 0.00099294 | 0.0039963 | 0.00099294 | 0.092507 | 0.00099294 | 0.000999 | 0.00051366 | 0.041709 | 0.032334 | 0.013559 | 0.013559 | 0.013548 | 0.013548 | 0 | 0.027268 | 0.055862 | 0.055399 | 0.019514 | 0.0098657 | 0.020978 | 0.2313 | 0.2859 | 0.5394 | 0.12756 | 0.0099294 | 0.0099294 | 0.0099294 | 0.015651 | 0.016164 | 0.015651 | 0.016164 | 0.015651 | 0.015279 | 0.01479 | 0.32759 | 0.091845 | 0.024821 | 0.024821 | 0.066682 | 0.024963 | 0.1496 | 0.02975 | 0.068236 | 0.013605 | 0.0054612 | 0.017375 | 0.20599 | 0.00099294 | 0.0034875 | 0.00099294 | 0.092507 | 0.00099294 | 0.000999 | 0.028786 | 0.034952 | 0.032334 | 0.056649 | 0.028632 | 0.040884 | 0.040884 | 0 | 0.02716 | 0.055862 | 0.055399 | 0.019514 | 0.0098657 | 0.020978 | 0.2313 | 0.2859 | 0.5394 | 0.12756 | 0.0099294 | 0.0099294 | 0.0099294 | 0.014894 | 0.01539 | 0.014894 | 0.01539 | 0.014894 | 0.015153 | 0.01467 | 0.32759 | 0.089661 | 0.024821 | 0.024821 | 0.064393 | 0.024963 | 0.14676 | 0.11872 | 0.0080414
5: Compromised buoyancy/stability | 0.029771 | 0.067841 | 0.013605 | 0.0054261 | 0.017239 | 0.20339 | 0.00098657 | 0.0039804 | 0.00098657 | 0.091392 | 0.00098657 | 0.00099901 | 0.048125 | 0.041698 | 0.032341 | 0.013548 | 0.048071 | 0.013548 | 0.013548 | 0 | 0.02702 | 0.055539 | 0.055079 | 0.019516 | 0.0098657 | 0.020879 | 0.22838 | 0.28227 | 0.53247 | 0.12599 | 0.0098657 | 0.0098657 | 0.0098657 | 0.014789 | 0.015279 | 0.014789 | 0.015279 | 0.014789 | 0.014989 | 0.014516 | 0.32342 | 0.091555 | 0.024587 | 0.024587 | 0.066527 | 0.024963 | 0.14946 | 0.029771 | 0.067841 | 0.013605 | 0.0054262 | 0.017239 | 0.2034 | 0.00098657 | 0.0039825 | 0.00098657 | 0.091393 | 0.00098657 | 0.00099901 | 0.027271 | 0.047526 | 0.032341 | 0.025636 | 0.013385 | 0.013574 | 0.013574 | 0 | 0.02727 | 0.055539 | 0.055079 | 0.019516 | 0.0098657 | 0.020879 | 0.22838 | 0.28227 | 0.53248 | 0.12599 | 0.0098657 | 0.0098657 | 0.0098657 | 0.029186 | 0.029932 | 0.029186 | 0.029932 | 0.029186 | 0.015281 | 0.014791 | 0.32342 | 0.093441 | 0.024587 | 0.024587 | 0.068503 | 0.024963 | 0.15191 | 0.028893 | 0.017862 | 0.013605 | 0.016621 | 0.026632 | 0.25402 | 0.00098973 | 0.00099901 | 0.0035244 | 0.091951 | 0.000916 | 0.00099904 | 0.026983 | 0.041255 | 0.032904 | 0.013609 | 0.013609 | 0.013564 | 0.085786 | 0 | 0.027268 | 0.031113 | 0.031113 | 0.10435 | 0.0098657 | 0.025167 | 0.25385 | 0.30843 | 0.56184 | 0.15016 | 0.020212 | 0.020212 | 0.02043 | 0.029116 | 0.036468 | 0.029116 | 0.02986 | 0.029116 | 0.015279 | 0.014789 | 0.38175 | 0.069565 | 0.082211 | 0.082211 | 0.055062 | 0.04086 | 0.13905 | 0.02975 | 0.069491 | 0.013598 | 0.0054612 | 0.017375 | 0.20599 | 0.0015143 | 0.00098973 | 0.00099294 | 0.10045 | 0.00099294 | 0.000999 | 0.51366 | 0.0071085 | 0.032235 | 0.0069781 | 0.50687 | 0.0069781 | 0.0069781 | 0 | 0.023708 | 0.060141 | 0.059681 | 0.019514 | 0.0098657 | 0.020978 | 0.2313 | 0.2859 | 0.5394 | 0.12756 | 0.0099294 | 0.0099294 | 0.0099294 | 0.014894 | 0.0069816 | 0.014894 | 0.01539 | 0.0069781 | 0.01113 | 0.010883 | 0.32759 | 0.024493 | 0.024821 | 0.024821 | 0.024493 | 0.024963 | 0.10262 | 0.02975 | 0.054819 | 0.013612 | 0.0054612 | 0.017375 | 0.20599 | 0.00050688 | 0.0032457 | 0.00099294 | 0.0075156 | 0.00099294 | 0.000999 | 0.00051366 | 0.27928 | 0.032573 | 0.50687 | 0.50687 | 0.27782 | 0.042213 | 0 | 0.023708 | 0.045464 | 0.044996 | 0.019514 | 0.0098657 | 0.020978 | 0.2313 | 0.2859 | 0.5394 | 0.12756 | 0.0099294 | 0.0099294 | 0.0099294 | 0.015651 | 0.016164 | 0.015651 | 0.016164 | 0.015651 | 0.01113 | 0.010883 | 0.32759 |  | 0.024821 | 0.024821 |  | 0.024963 |  | 0.50975 | 0.50975 | 0.00050681 | 0.0027775 | 0.50875 | 0.60375 | 0.00051025 | 1 | 0.0005005 | 0.00054659 | 0.5005 | 0.0005005 | 0.51366 | 0.51698 | 0.010598 | 0.0075156 | 0.0075156 | 0.0069695 | 0.50687 | 0 | 0.50687 | 0.011205 | 0.011205 | 0.51 | 0.0099294 | 0.47823 | 0.6165 | 0.644 | 0.77169 | 0.56425 | 0.505 | 0.505 | 0.000505 | 0.5075 | 0.50775 | 0.5075 | 0.50775 | 0.5075 | 0.0069816 | 0.0069781 | 0.665 | 0.5125 | 0.5125 | 0.5125 | 0.010506 | 0.5125 | 0.011326 | 0.034606 | 0.14052 | 0.00050681 | 0.0057603 | 0.00050875 | 0.00060375 | 0.00051025 | 0.0005005 | 0.0012976 | 0.54659 | 0.0010473 | 0.00099898 | 0.51366 | 0.00051698 | 0.033608 | 0.00050688 | 0.00050688 | 0.013652 | 0.25784 | 0 | 0.027362 | 0.00051025 | 0.00051025 | 0.062625 | 0.0099294 | 0.011535 | 0.23581 | 0.29135 | 0.54924 | 0.13027 | 0.010695 | 0.010695 | 0.010473 | 0.15851 | 0.16502 | 0.15851 | 0.16377 | 0.15851 | 0.015389 | 0.014893 | 0.34198 | 0.026393 | 0.027023 | 0.027023 | 0.026007 | 0.024736 | 0.10787 | 0.02975 | 0.069491 | 0.013598 | 0.0054612 | 0.017375 | 0.20599 | 0.0015143 | 0.00098973 | 0.00099294 | 0.10045 | 0.00099294 | 0.000999 | 0.00051366 | 0.0071085 | 0.032235 | 0.0069781 | 0.50687 | 0.0069781 | 0.0069781 | 0 | 0.023708 | 0.060141 | 0.059681 | 0.019514 | 0.0098657 | 0.020978 | 0.2313 | 0.2859 | 0.5394 | 0.12756 | 0.0099294 | 0.0099294 | 0.0099294 | 0.015651 | 0.50775 | 0.015651 | 0.016164 | 0.5075 | 0.01113 | 0.010883 | 0.32759 | 0.024493 | 0.024821 | 0.024821 | 0.024493 | 0.024963 | 0.10262 | 0.02975 | 0.068149 | 0.013605 | 0.0054612 | 0.017375 | 0.20599 | 0.00098973 | 0.0034859 | 0.00099294 | 0.091951 | 0.00099294 | 0.000999 | 0.026983 | 0.041736 | 0.032335 | 0.013609 | 0.013609 | 0.047381 | 0.040884 | 0 | 0.027268 | 0.055794 | 0.055331 | 0.019514 | 0.0098657 | 0.020978 | 0.2313 | 0.2859 | 0.5394 | 0.12756 | 0.0099294 | 0.0099294 | 0.0099294 | 0.014894 | 0.01539 | 0.014894 | 0.01539 | 0.014894 | 0.015279 | 0.014789 | 0.32759 | 0.091793 | 0.024821 | 0.024821 | 0.066659 | 0.024963 | 0.14958 | 0.029771 | 0.067841 | 0.013605 | 0.0054262 | 0.017239 | 0.2034 | 0.00098657 | 0.0039825 | 0.00098657 | 0.091393 | 0.00098657 | 0.00099901 | 0.027271 | 0.047526 | 0.032341 | 0.025636 | 0.013385 | 0.013574 | 0.013574 | 0 | 0.02727 | 0.055539 | 0.055079 | 0.019516 | 0.0098657 | 0.020879 | 0.22838 | 0.28227 | 0.53248 | 0.12599 | 0.0098657 | 0.0098657 | 0.0098657 | 0.029186 | 0.029932 | 0.029186 | 0.029932 | 0.029186 | 0.015281 | 0.014791 | 0.32342 | 0.093441 | 0.024587 | 0.024587 | 0.068503 | 0.024963 | 0.15191 | 0.098986 | 0.030029
5: Large hydrostatic offset (angle of list/loll or draft change) | 0.029771 | 0.067841 | 0.013605 | 0.0054261 | 0.017239 | 0.20339 | 0.00098657 | 0.0039804 | 0.00098657 | 0.091392 | 0.00098657 | 0.00099901 | 0.048125 | 0.041698 | 0.032341 | 0.013548 | 0.048071 | 0.013548 | 0.013548 | 0 | 0.02702 | 0.055539 | 0.055079 | 0.019516 | 0.0098657 | 0.020879 | 0.22838 | 0.28227 | 0.53247 | 0.12599 | 0.0098657 | 0.0098657 | 0.0098657 | 0.014789 | 0.015279 | 0.014789 | 0.015279 | 0.014789 | 0.014989 | 0.014516 | 0.32342 | 0.091555 | 0.024587 | 0.024587 | 0.066527 | 0.024963 | 0.14946 | 0.029771 | 0.067841 | 0.013605 | 0.0054262 | 0.017239 | 0.2034 | 0.00098657 | 0.0039825 | 0.00098657 | 0.091393 | 0.00098657 | 0.00099901 | 0.027271 | 0.047526 | 0.032341 | 0.025636 | 0.013385 | 0.013574 | 0.013574 | 0 | 0.02727 | 0.055539 | 0.055079 | 0.019516 | 0.0098657 | 0.020879 | 0.22838 | 0.28227 | 0.53248 | 0.12599 | 0.0098657 | 0.0098657 | 0.0098657 | 0.029186 | 0.029932 | 0.029186 | 0.029932 | 0.029186 | 0.015281 | 0.014791 | 0.32342 | 0.093441 | 0.024587 | 0.024587 | 0.068503 | 0.024963 | 0.15191 | 0.038495 | 0.017862 | 0.013605 | 0.0054261 | 0.026632 | 0.25402 | 0.00098973 | 0.00099901 | 0.00098657 | 0.091951 | 0.000916 | 0.00099904 | 0.026983 | 0.041255 | 0.032904 | 0.013609 | 0.013609 | 0.013564 | 0.013548 | 0 | 0.027268 | 0.031113 | 0.031113 | 0.019516 | 0.0098657 | 0.025167 | 0.22838 | 0.28226 | 0.53247 | 0.12599 | 0.020212 | 0.020212 | 0.0098657 | 0.029116 | 0.036468 | 0.029116 | 0.02986 | 0.029116 | 0.015279 | 0.014789 | 0.32341 | 0.069565 | 0.024587 | 0.024587 | 0.055062 | 0.04086 | 0.13905 |  | 0.017795 | 0.013598 | 0.0054612 | 0.027964 | 0.25833 | 0.0015143 | 0.00098973 | 0.0015199 | 0.10045 | 0.0015625 | 0.00099872 | 0.51366 | 0.0071085 | 0.032819 | 0.0069781 | 0.50687 | 0.0069781 | 0.0069781 | 0 | 0.023708 | 0.034789 | 0.034789 | 0.051835 | 0.0098657 |  | 0.2313 | 0.2859 | 0.5394 | 0.12756 | 0.21084 | 0.21084 | 0.0099294 | 0.33543 | 0.0069816 | 0.33543 | 0.33813 | 0.0069781 | 0.01113 | 0.010883 | 0.33947 | 0.024493 | 0.028315 | 0.028315 | 0.024493 | 0.042953 | 0.10262 | 0.029238 | 0.018532 | 0.013612 | 0.012142 | 0.019286 | 0.22131 | 0.00050688 | 0.00099925 | 0.0027078 | 0.0075156 | 0.00095035 | 0.00099903 | 0.0070628 | 0.037821 | 0.033101 | 0.0069695 | 0.0069695 | 0.013609 |  | 0 | 0.027316 | 0.022548 | 0.022548 | 0.50161 | 0.0098657 | 0.021944 | 0.2493 | 0.30422 | 0.55921 | 0.14496 | 0.01354 | 0.01354 | 0.015717 | 0.02058 | 0.024609 | 0.02058 | 0.021149 | 0.02058 | 0.015335 | 0.014842 |  | 0.060511 |  |  | 0.049815 | 0.036707 | 0.1339 | 0.50975 | 0.00050975 | 0.00050681 | 0.0027775 | 0.00050875 | 0.00060375 | 0.1411 | 0.0005005 | 1 | 0.54659 | 0.0005005 | 0.0005005 | 0.00051366 | 0.00051698 | 0.010598 | 0.00050688 | 0.00050688 | 0.50688 | 0.50687 | 0 | 0.50687 | 0.00051025 | 0.51025 | 0.51 | 0.0099294 | 0.47823 | 0.6165 | 0.644 | 0.77169 | 0.56425 | 0.000505 | 0.000505 | 0.000505 | 0.0005075 | 0.00050775 | 0.0005075 | 0.00050775 | 0.0005075 | 0.0069816 | 0.0069781 | 0.000665 | 0.5125 | 0.0005125 | 0.0005125 | 0.012925 | 0.0005125 | 0.018767 | 0.029238 | 0.018532 | 0.00050681 | 0.0094991 | 0.50875 | 0.60375 | 0.00051025 | 0.0005005 |  | 0.0075156 | 0.00095035 | 0.00099903 | 0.0070628 | 0.51698 | 0.021873 | 0.0069695 | 0.0069695 | 0.013609 |  | 0 | 0.027316 | 0.51025 | 0.51025 | 0.50161 | 0.0099294 | 0.22307 | 0.24442 | 0.2997 | 0.55638 | 0.13939 | 0.01354 | 0.01354 | 0.010946 | 0.02058 | 0.024609 | 0.02058 | 0.021149 | 0.02058 | 0.015335 | 0.014842 |  | 0.44068 |  |  | 0.36486 | 0.2741 | 0.44721 |  | 0.017795 | 0.013598 | 0.0054612 | 0.027964 | 0.25833 | 0.0015143 | 0.00098973 | 0.0015199 | 0.10045 | 0.0015625 | 0.00099872 | 0.51366 | 0.0071085 | 0.032819 | 0.0069781 | 0.50687 | 0.0069781 | 0.0069781 | 0 | 0.023708 | 0.034789 | 0.034789 | 0.051835 | 0.0098657 |  | 0.2313 | 0.2859 | 0.5394 | 0.12756 | 0.21084 | 0.21084 | 0.0099294 | 0.33543 | 0.0069816 | 0.33543 | 0.33813 | 0.0069781 | 0.01113 | 0.010883 | 0.33947 | 0.024493 | 0.028315 | 0.028315 | 0.024493 | 0.042953 | 0.10262 | 0.038762 | 0.017862 | 0.013605 | 0.0054612 | 0.026992 | 0.25488 | 0.00098973 | 0.00099901 | 0.00099294 | 0.091951 | 0.0015212 | 0.00099874 | 0.026983 | 0.041255 | 0.032904 | 0.013609 | 0.013609 | 0.013564 | 0.013548 | 0 | 0.027268 | 0.031113 | 0.031113 | 0.019514 | 0.0098657 | 0.02531 | 0.2313 | 0.2859 | 0.5394 | 0.12756 | 0.02049 | 0.02049 | 0.0099294 | 0.02946 | 0.036811 | 0.02946 | 0.030207 | 0.02946 | 0.015279 | 0.014789 | 0.32759 | 0.069565 | 0.024821 | 0.024821 | 0.055062 | 0.041145 | 0.13905 | 0.029771 | 0.067841 | 0.013605 | 0.0054262 | 0.017239 | 0.2034 | 0.00098657 | 0.0039825 | 0.00098657 | 0.091393 | 0.00098657 | 0.00099901 | 0.027271 | 0.047526 | 0.032341 | 0.025636 | 0.013385 | 0.013574 | 0.013574 | 0 | 0.02727 | 0.055539 | 0.055079 | 0.019516 | 0.0098657 | 0.020879 | 0.22838 | 0.28227 | 0.53248 | 0.12599 | 0.0098657 | 0.0098657 | 0.0098657 | 0.029186 | 0.029932 | 0.029186 | 0.029932 | 0.029186 | 0.015281 | 0.014791 | 0.32342 | 0.093441 | 0.024587 | 0.024587 | 0.068503 | 0.024963 | 0.15191 | 0.091433 | 0.030654
5: Excess dynamics | 0.029771 | 0.067841 | 0.013605 | 0.0054261 | 0.017239 | 0.20339 | 0.00098657 | 0.0039804 | 0.00098657 | 0.091392 | 0.00098657 | 0.00099901 | 0.048125 | 0.041698 | 0.032341 | 0.013548 | 0.048071 | 0.013548 | 0.013548 | 0 | 0.02702 | 0.055539 | 0.055079 | 0.019516 | 0.0098657 | 0.020879 | 0.22838 | 0.28227 | 0.53247 | 0.12599 | 0.0098657 | 0.0098657 | 0.0098657 | 0.014789 | 0.015279 | 0.014789 | 0.015279 | 0.014789 | 0.014989 | 0.014516 | 0.32342 | 0.091555 | 0.024587 | 0.024587 | 0.066527 | 0.024963 | 0.14946 | 0.029771 | 0.067841 | 0.013605 | 0.0054262 | 0.017239 | 0.2034 | 0.00098657 | 0.0039825 | 0.00098657 | 0.091393 | 0.00098657 | 0.00099901 | 0.027271 | 0.047526 | 0.032341 | 0.025636 | 0.013385 | 0.013574 | 0.013574 | 0 | 0.02727 | 0.055539 | 0.055079 | 0.019516 | 0.0098657 | 0.020879 | 0.22838 | 0.28227 | 0.53248 | 0.12599 | 0.0098657 | 0.0098657 | 0.0098657 | 0.029186 | 0.029932 | 0.029186 | 0.029932 | 0.029186 | 0.015281 | 0.014791 | 0.32342 | 0.093441 | 0.024587 | 0.024587 | 0.068503 | 0.024963 | 0.15191 | 0.028893 | 0.017862 | 0.013605 | 0.016621 | 0.026632 | 0.25402 | 0.00098973 | 0.00099901 | 0.0035244 | 0.091951 | 0.000916 | 0.00099904 | 0.026983 | 0.041255 | 0.032904 | 0.013609 | 0.013609 | 0.013564 | 0.085786 | 0 | 0.027268 | 0.031113 | 0.031113 | 0.10435 | 0.0098657 | 0.025167 | 0.25385 | 0.30843 | 0.56184 | 0.15016 | 0.020212 | 0.020212 | 0.02043 | 0.029116 | 0.036468 | 0.029116 | 0.02986 | 0.029116 | 0.015279 | 0.014789 | 0.38175 | 0.069565 | 0.082211 | 0.082211 | 0.055062 | 0.04086 | 0.13905 | 0.02975 | 0.069491 | 0.013598 | 0.0054612 | 0.017375 | 0.20599 | 0.0015143 | 0.00098973 | 0.00099294 | 0.10045 | 0.00099294 | 0.000999 | 0.51366 | 0.0071085 | 0.032235 | 0.0069781 | 0.50688 | 0.0069781 | 0.0069781 | 0 | 0.023708 | 0.060141 | 0.059681 | 0.019514 | 0.0098657 | 0.020978 | 0.2313 | 0.2859 | 0.5394 | 0.12756 | 0.0099294 | 0.0099294 | 0.0099294 | 0.014894 | 0.0069816 | 0.014894 | 0.01539 | 0.0069781 | 0.01113 | 0.010883 | 0.32759 | 0.024493 | 0.024821 | 0.024821 | 0.024493 | 0.024963 | 0.10262 | 0.02975 | 0.054819 | 0.013612 | 0.0054612 | 0.017375 | 0.20599 | 0.00050688 | 0.0032457 | 0.00099294 | 0.0075156 | 0.00099294 | 0.000999 | 0.00051366 | 0.27928 | 0.032573 | 0.50687 | 0.50687 | 0.27782 | 0.042213 | 0 | 0.023708 | 0.045464 | 0.044996 | 0.019514 | 0.0098657 | 0.020978 | 0.2313 | 0.2859 | 0.5394 | 0.12756 | 0.0099294 | 0.0099294 | 0.0099294 | 0.015651 | 0.016164 | 0.015651 | 0.016164 | 0.015651 | 0.01113 | 0.010883 | 0.32759 | 0.16102 | 0.024821 | 0.024821 | 0.14316 | 0.024963 | 0.24615 | 0.50975 | 0.010659 | 0.00050681 | 0.0027775 | 0.0095654 | 0.05626 | 0.00051025 | 0.09951 | 0.000505 | 1 | 0.00054659 | 0.0005005 | 0.51366 | 0.51698 | 0.010598 | 0.0075156 | 0.0075156 | 0.0069695 | 0.50687 | 0 | 0.50687 | 0.011205 | 0.011205 | 0.51 | 0.0099294 | 0.47823 | 0.6165 | 0.644 | 0.77169 | 0.56425 | 0.0054659 | 0.0054659 | 0.000505 | 0.5075 | 0.50775 | 0.5075 | 0.50775 | 0.5075 | 0.0069816 | 0.0069781 | 0.665 | 0.5125 | 0.5125 | 0.5125 | 0.010506 | 0.5125 | 0.011326 | 0.034606 | 0.14052 | 0.00050681 | 0.0057603 | 0.00050875 | 0.00060375 | 0.00051025 | 0.0005005 | 0.0012976 | 0.54659 | 0.0010473 | 0.00099898 | 0.51366 | 0.00051698 | 0.033608 | 0.00050688 | 0.00050688 | 0.013652 | 0.25784 | 0 | 0.027362 | 0.00051025 | 0.00051025 | 0.062625 | 0.0099294 | 0.011535 | 0.23581 | 0.29135 | 0.54924 | 0.13027 | 0.010695 | 0.010695 | 0.010473 | 0.15851 | 0.16502 | 0.15851 | 0.16377 | 0.15851 | 0.015389 | 0.014893 | 0.34198 | 0.026393 | 0.027023 | 0.027023 | 0.026007 | 0.024736 | 0.10787 | 0.02975 | 0.069491 | 0.013598 | 0.0054612 | 0.017375 | 0.20599 | 0.0015143 | 0.00098973 | 0.00099294 | 0.10045 | 0.00099294 | 0.000999 | 0.00051366 | 0.0071085 | 0.032235 | 0.0069781 | 0.50687 | 0.0069781 | 0.0069781 | 0 | 0.023708 | 0.060141 | 0.059681 | 0.019514 | 0.0098657 | 0.020978 | 0.2313 | 0.2859 | 0.5394 | 0.12756 | 0.0099294 | 0.0099294 | 0.0099294 | 0.015651 | 0.50775 | 0.015651 | 0.016164 | 0.5075 | 0.01113 | 0.010883 | 0.32759 | 0.024493 | 0.024821 | 0.024821 | 0.024493 | 0.024963 | 0.10262 | 0.02975 | 0.068149 | 0.013605 | 0.0054612 | 0.017375 | 0.20599 | 0.00098973 | 0.0034859 | 0.00099294 | 0.091951 | 0.00099294 | 0.000999 | 0.026983 | 0.041736 | 0.032335 | 0.013609 | 0.013609 | 0.047381 | 0.040884 | 0 | 0.027268 | 0.055794 | 0.055331 | 0.019514 | 0.0098657 | 0.020978 | 0.2313 | 0.2859 | 0.5394 | 0.12756 | 0.0099294 | 0.0099294 | 0.0099294 | 0.014894 | 0.01539 | 0.014894 | 0.01539 | 0.014894 | 0.015279 | 0.014789 | 0.32759 | 0.091793 | 0.024821 | 0.024821 | 0.066659 | 0.024963 | 0.14958 | 0.029771 | 0.067841 | 0.013605 | 0.0054262 | 0.017239 | 0.2034 | 0.00098657 | 0.0039825 | 0.00098657 | 0.091393 | 0.00098657 | 0.00099901 | 0.027271 | 0.047526 | 0.032341 | 0.025636 | 0.013385 | 0.013574 | 0.013574 | 0 | 0.02727 | 0.055539 | 0.055079 | 0.019516 | 0.0098657 | 0.020879 | 0.22838 | 0.28227 | 0.53248 | 0.12599 | 0.0098657 | 0.0098657 | 0.0098657 | 0.029186 | 0.029932 | 0.029186 | 0.029932 | 0.029186 | 0.015281 | 0.014791 | 0.32342 | 0.093441 | 0.024587 | 0.024587 | 0.068503 | 0.024963 | 0.15191 | 0.093258 | 0.10968
5: Capsize | 0.029771 | 0.067841 | 0.013605 | 0.0054261 | 0.017239 | 0.20339 | 0.00098657 | 0.0039804 | 0.00098657 | 0.091392 | 0.00098657 | 0.00099901 | 0.048125 | 0.041698 | 0.032341 | 0.013548 | 0.048071 | 0.013548 | 0.013548 | 0 | 0.02702 | 0.055539 | 0.055079 | 0.019516 | 0.0098657 | 0.020879 | 0.22838 | 0.28227 | 0.53247 | 0.12599 | 0.0098657 | 0.0098657 | 0.0098657 | 0.014789 | 0.015279 | 0.014789 | 0.015279 | 0.014789 | 0.014989 | 0.014516 | 0.32342 | 0.091555 | 0.024587 | 0.024587 | 0.066527 | 0.024963 | 0.14946 | 0.029771 | 0.067841 | 0.013605 | 0.0054262 | 0.017239 | 0.2034 | 0.00098657 | 0.0039825 | 0.00098657 | 0.091393 | 0.00098657 | 0.00099901 | 0.027271 | 0.047526 | 0.032341 | 0.025636 | 0.013385 | 0.013574 | 0.013574 | 0 | 0.02727 | 0.055539 | 0.055079 | 0.019516 | 0.0098657 | 0.020879 | 0.22838 | 0.28227 | 0.53248 | 0.12599 | 0.0098657 | 0.0098657 | 0.0098657 | 0.029186 | 0.029932 | 0.029186 | 0.029932 | 0.029186 | 0.015281 | 0.014791 | 0.32342 | 0.093441 | 0.024587 | 0.024587 | 0.068503 | 0.024963 | 0.15191 | 0.038495 | 0.017862 | 0.013605 | 0.0054261 | 0.026632 | 0.25402 | 0.00098973 | 0.00099901 | 0.00098657 | 0.091951 | 0.000916 | 0.00099904 | 0.026983 | 0.041255 | 0.032904 | 0.013609 | 0.013609 | 0.013564 | 0.013548 | 0 | 0.027268 | 0.031113 | 0.031113 | 0.019516 | 0.0098657 | 0.025167 | 0.22838 | 0.28226 | 0.53247 | 0.12599 | 0.020212 | 0.020212 | 0.0098657 | 0.029116 | 0.036468 | 0.029116 | 0.02986 | 0.029116 | 0.015279 | 0.014789 | 0.32341 | 0.069565 | 0.024587 | 0.024587 | 0.055062 | 0.04086 | 0.13905 | 0.038749 | 0.017795 | 0.013598 | 0.0054612 | 0.027964 | 0.25833 | 0.0015143 | 0.00098973 | 0.0015199 | 0.10045 | 0.0015625 | 0.00099872 | 0.51366 | 0.0071085 | 0.032819 | 0.0069781 | 0.50687 | 0.0069781 | 0.0069781 | 0 | 0.023708 | 0.034789 | 0.034789 | 0.051835 | 0.0098657 | 0.025723 | 0.2313 | 0.2859 | 0.5394 | 0.12756 | 0.21084 | 0.21084 | 0.0099294 | 0.33543 | 0.0069816 | 0.33543 | 0.33813 | 0.0069781 | 0.01113 | 0.010883 | 0.33947 | 0.024493 | 0.028315 | 0.028315 | 0.024493 | 0.042953 | 0.10262 | 0.029238 | 0.018532 | 0.013612 | 0.012142 | 0.019286 | 0.22131 | 0.00050688 | 0.00099925 | 0.0027078 | 0.0075156 | 0.00095035 | 0.00099903 | 0.0070628 | 0.037821 | 0.033101 | 0.0069695 | 0.0069695 | 0.013609 | 0.065451 | 0 | 0.027316 | 0.022548 | 0.022548 |  | 0.0098657 | 0.021944 | 0.2493 | 0.30422 | 0.55921 | 0.14496 | 0.01354 | 0.01354 | 0.015717 | 0.02058 | 0.024609 | 0.02058 | 0.021149 | 0.02058 | 0.015335 | 0.014842 | 0.37185 | 0.060511 | 0.067586 | 0.067586 | 0.049815 | 0.036707 | 0.1339 | 0.00050975 | 0.00050975 | 0.00050681 | 0.50275 | 0.00050875 | 0.60375 | 0.1411 | 0.19656 | 0.09951 | 0.0095654 | 1 | 0.0005005 | 0.00051366 | 0.00051698 | 0.010598 | 0.00050688 | 0.00050688 | 0.50688 | 0.50687 | 0 | 0.50687 | 0.00051025 | 0.51025 | 0.51 | 0.0099294 | 0.0050875 | 0.0006165 | 0.000644 | 0.00077169 | 0.00056425 | 0.000505 | 0.000505 | 0.000505 | 0.0005075 | 0.00050775 | 0.0005075 | 0.00050775 | 0.0005075 | 0.0069816 | 0.0069781 | 0.000665 | 0.5125 | 0.0005125 | 0.0005125 | 0.012925 | 0.0005125 | 0.018767 | 0.029238 | 0.018532 | 0.00050681 | 0.0094991 | 0.50875 | 0.60375 | 0.00051025 | 0.0005005 | 0.0019773 | 0.0075156 | 0.00095035 | 0.00099903 | 0.0070628 | 0.51698 | 0.021873 | 0.0069695 | 0.0069695 | 0.013609 | 0.065451 | 0 | 0.027316 | 0.51025 | 0.51025 | 0.50161 | 0.0099294 | 0.22307 | 0.24442 | 0.2997 | 0.55638 | 0.13939 | 0.01354 | 0.01354 | 0.010946 | 0.02058 | 0.024609 | 0.02058 | 0.021149 | 0.02058 | 0.015335 | 0.014842 |  | 0.44068 |  |  | 0.36486 | 0.2741 | 0.44721 | 0.038749 | 0.017795 | 0.013598 | 0.0054612 | 0.027964 | 0.25833 | 0.0015143 | 0.00098973 | 0.0015199 | 0.10045 | 0.0015625 | 0.00099872 | 0.51366 | 0.0071085 | 0.032819 | 0.0069781 | 0.50687 | 0.0069781 | 0.0069781 | 0 | 0.023708 | 0.034789 | 0.034789 | 0.051835 | 0.0098657 | 0.025723 | 0.2313 | 0.2859 | 0.5394 | 0.12756 | 0.21084 | 0.21084 | 0.0099294 | 0.33543 | 0.0069816 | 0.33543 | 0.33813 | 0.0069781 | 0.01113 | 0.010883 | 0.33947 | 0.024493 | 0.028315 | 0.028315 | 0.024493 | 0.042953 | 0.10262 | 0.038762 | 0.017862 | 0.013605 | 0.0054612 | 0.026992 | 0.25488 | 0.00098973 | 0.00099901 | 0.00099294 | 0.091951 | 0.0015212 | 0.00099874 | 0.026983 | 0.041255 | 0.032904 | 0.013609 | 0.013609 | 0.013564 | 0.013548 | 0 | 0.027268 | 0.031113 | 0.031113 | 0.019514 | 0.0098657 | 0.02531 | 0.2313 | 0.2859 | 0.5394 | 0.12756 | 0.02049 | 0.02049 | 0.0099294 | 0.02946 | 0.036811 | 0.02946 | 0.030207 | 0.02946 | 0.015279 | 0.014789 | 0.32759 | 0.069565 | 0.024821 | 0.024821 | 0.055062 | 0.041145 | 0.13905 | 0.029771 | 0.067841 | 0.013605 | 0.0054262 | 0.017239 | 0.2034 | 0.00098657 | 0.0039825 | 0.00098657 | 0.091393 | 0.00098657 | 0.00099901 | 0.027271 | 0.047526 | 0.032341 | 0.025636 | 0.013385 | 0.013574 | 0.013574 | 0 | 0.02727 | 0.055539 | 0.055079 | 0.019516 | 0.0098657 | 0.020879 | 0.22838 | 0.28227 | 0.53248 | 0.12599 | 0.0098657 | 0.0098657 | 0.0098657 | 0.029186 | 0.029932 | 0.029186 | 0.029932 | 0.029186 | 0.015281 | 0.014791 | 0.32342 | 0.093441 | 0.024587 | 0.024587 | 0.068503 | 0.024963 | 0.15191 | 0.084415 | 0.012755
5: Sink | 0.029771 | 0.067841 | 0.013605 | 0.0054261 | 0.017239 | 0.20339 | 0.00098657 | 0.0039804 | 0.00098657 | 0.091392 | 0.00098657 | 0.00099901 | 0.027271 | 0.041698 | 0.032341 | 0.013548 | 0.070766 | 0.013548 | 0.013548 | 0 |  | 0.055539 | 0.055079 | 0.019516 | 0.0098657 | 0.020879 | 0.22838 | 0.28227 | 0.53247 | 0.12599 | 0.0098657 | 0.0098657 | 0.0098657 | 0.014789 | 0.015279 | 0.014789 | 0.015279 | 0.014789 | 0.014798 | 0.014336 | 0.32342 | 0.091555 | 0.024587 | 0.024587 | 0.066527 | 0.024963 | 0.14946 | 0.029771 | 0.067841 | 0.013605 | 0.0054261 | 0.017239 | 0.20339 | 0.00098657 | 0.0034716 | 0.00098657 | 0.091392 | 0.00098657 | 0.00099901 | 0.027271 | 0.041706 | 0.032341 | 0.013565 | 0.013565 | 0.053814 | 0.047311 | 0 | 0.027268 | 0.055539 | 0.055079 | 0.019516 | 0.0098657 | 0.020879 | 0.22838 | 0.28226 | 0.53247 | 0.12599 | 0.0098657 | 0.0098657 | 0.0098657 | 0.014789 | 0.015279 | 0.014789 | 0.015279 | 0.014789 | 0.015279 | 0.014789 | 0.32341 | 0.091558 | 0.024587 | 0.024587 | 0.06653 | 0.024963 | 0.14946 | 0.029771 | 0.067929 | 0.013605 | 0.0054261 | 0.017239 | 0.20339 | 0.00098973 | 0.0039819 | 0.00098657 | 0.091951 | 0.00098657 | 0.00099901 | 0.026983 | 0.041733 | 0.03234 | 0.013609 | 0.013609 | 0.013548 | 0.013548 | 0 | 0.027268 | 0.055607 | 0.055147 | 0.019516 | 0.0098657 | 0.020879 | 0.22838 | 0.28226 | 0.53247 | 0.12599 | 0.0098657 | 0.0098657 | 0.0098657 | 0.014789 | 0.015279 | 0.014789 | 0.015279 | 0.014789 | 0.015279 | 0.014789 | 0.32341 | 0.091627 | 0.024587 | 0.024587 | 0.066571 | 0.024963 | 0.1495 | 0.03132 | 0.038604 | 0.013612 | 0.0027875 | 0.0069317 | 0.0082261 | 0.00050681 | 0.0025396 | 0.00050681 | 0.0074473 | 0.00050681 | 0.00099925 | 0.027284 | 0.038077 | 0.032897 | 0.0069781 | 0.032753 | 0.0069781 | 0.0069781 | 0 | 0.02713 | 0.03139 | 0.031143 | 0.019684 | 0.0098657 | 0.013686 | 0.0083998 | 0.0087745 | 0.010514 | 0.0076879 | 0.0050681 | 0.0050681 | 0.0050681 | 0.0069147 | 0.0069181 | 0.0069147 | 0.0069181 | 0.0069147 | 0.015118 | 0.014638 | 0.0090606 | 0.068624 | 0.0069828 | 0.0069828 | 0.053972 | 0.024975 | 0.13769 | 0.058565 | 0.018532 | 0.013612 | 0.0027875 | 0.50875 | 0.60375 | 0.00050688 | 0.00099925 | 0.00050681 | 0.0075156 | 0.039206 | 0.00097994 | 0.00051366 | 0.037821 | 0.033101 | 0.0069695 | 0.0069695 | 0.013609 | 0.471 | 0 | 0.027316 | 0.022548 | 0.022548 | 0.019684 | 0.0098657 | 0.22307 | 0.0083998 | 0.0087745 | 0.010514 | 0.0076879 | 0.39419 | 0.39419 | 0.0050681 | 0.5075 | 0.50775 | 0.5075 | 0.50775 | 0.5075 | 0.015335 | 0.014842 | 0.0090606 | 0.060511 | 0.0069828 | 0.0069828 | 0.049815 | 0.054926 | 0.1339 | 0.00050975 | 0.00050975 | 0.00050681 | 0.50275 | 0.00050875 | 0.60375 | 0.00051025 | 0.19656 | 0.09951 | 0.0095654 | 0.5005 | 1 | 0.0070628 | 0.00051698 | 0.010598 | 0.00050688 | 0.50688 | 0.50687 | 0.50687 | 0 | 0.50687 | 0.00051025 | 0.00051025 | 0.51 | 0.0050681 | 0.0050875 | 0.0006165 | 0.000644 | 0.00077169 | 0.00056425 | 0.000505 | 0.000505 | 0.000505 | 0.0005075 | 0.00050775 | 0.0005075 | 0.00050775 | 0.0005075 | 0.0069816 | 0.0069781 | 0.000665 | 0.5125 | 0.0005125 | 0.0005125 | 0.5125 | 0.0005125 | 0.5525 | 0.060819 | 0.018532 | 0.00050681 | 0.20607 | 0.00050875 | 0.00060375 | 0.00051025 | 0.0005005 | 0.037717 | 0.0075156 | 0.03949 | 0.00097979 | 0.51366 | 0.00051698 | 0.033608 | 0.00050688 | 0.00050688 | 0.013652 | 0.47101 | 0 | 0.027362 | 0.00051025 | 0.00051025 | 0.25748 | 0.0099294 | 0.011535 | 0.6165 | 0.644 | 0.77169 | 0.56425 | 0.39616 | 0.39616 | 0.37456 | 0.5075 | 0.50775 | 0.5075 | 0.50775 | 0.5075 | 0.015389 | 0.014893 | 0.665 | 0.026393 | 0.5125 | 0.5125 | 0.026007 | 0.024736 | 0.10787 | 0.03132 | 0.038604 | 0.013612 | 0.0027875 | 0.0069317 | 0.0082261 | 0.00050681 | 0.0025396 | 0.00050681 | 0.0074473 | 0.00050681 | 0.00099925 | 0.00051366 | 0.26214 | 0.032897 | 0.47157 | 0.013559 | 0.0069781 | 0.0069781 | 0 | 0.027268 | 0.03139 | 0.031143 | 0.019684 | 0.0098657 | 0.013686 | 0.0083998 | 0.0087745 | 0.010514 | 0.0076879 | 0.0050681 | 0.0050681 | 0.0050681 | 0.5075 | 0.50775 | 0.5075 | 0.50775 | 0.5075 | 0.015279 | 0.01479 | 0.0090606 | 0.14484 | 0.0069828 | 0.0069828 | 0.13185 | 0.024975 | 0.23431 | 0.02975 | 0.068236 | 0.013605 | 0.0054612 | 0.017375 | 0.20599 | 0.00099294 | 0.0034875 | 0.00099294 | 0.092507 | 0.00099294 | 0.000999 | 0.031866 | 0.034952 | 0.032334 | 0.059975 | 0.03208 | 0.040884 | 0.040884 | 0 | 0.027135 | 0.055862 | 0.055399 | 0.019514 | 0.0098657 | 0.020978 | 0.2313 | 0.2859 | 0.5394 | 0.12756 | 0.0099294 | 0.0099294 | 0.0099294 | 0.014894 | 0.01539 | 0.014894 | 0.01539 | 0.014894 | 0.015124 | 0.014643 | 0.32759 | 0.089661 | 0.024821 | 0.024821 | 0.064393 | 0.024963 | 0.14676 | 0.029771 | 0.067841 | 0.013605 | 0.0054261 | 0.017239 | 0.20339 | 0.00098657 | 0.0039804 | 0.00098657 | 0.091392 | 0.00098657 | 0.00099901 | 0.027271 | 0.041619 | 0.032341 | 0.013385 | 0.013385 | 0.013548 | 0.013548 | 0 | 0.02727 | 0.055539 | 0.055079 | 0.019516 | 0.0098657 | 0.020879 | 0.22838 | 0.28226 | 0.53247 | 0.12599 | 0.0098657 | 0.0098657 | 0.0098657 | 0.029192 | 0.029939 | 0.029192 | 0.029939 | 0.029192 | 0.015281 | 0.014791 | 0.32341 | 0.09153 | 0.024587 | 0.024587 | 0.066501 | 0.024963 | 0.14943 | 0.089917 | 0.0030156
5: Mooring-mooring clashing | 0.029771 | 0.067841 | 0.013605 | 0.0054261 | 0.017239 | 0.20339 | 0.00098657 | 0.0039804 | 0.00098657 | 0.091392 | 0.00098657 | 0.00099901 | 0.048124 | 0.041697 | 0.032341 | 0.013548 | 0.04807 | 0.013548 | 0.013548 | 0 | 0.02702 | 0.055539 | 0.055079 | 0.019516 | 0.0098657 | 0.020879 | 0.22838 | 0.28226 | 0.53247 | 0.12599 | 0.0098657 | 0.0098657 | 0.0098657 | 0.014789 | 0.015279 | 0.014789 | 0.015279 | 0.014789 | 0.014989 | 0.014516 | 0.32341 | 0.091555 | 0.024587 | 0.024587 | 0.066527 | 0.024963 | 0.14946 | 0.029769 | 0.067869 | 0.013605 | 0.0054286 | 0.017248 | 0.20358 | 0.00098702 | 0.0039836 | 0.00098702 | 0.091472 | 0.00098702 | 0.00099901 | 0.027284 | 0.047528 | 0.032341 | 0.025639 | 0.013385 | 0.013574 | 0.013574 | 0 | 0.02727 | 0.055562 | 0.055102 | 0.019516 | 0.0098657 | 0.020886 | 0.22859 | 0.28252 | 0.53297 | 0.1261 | 0.0098702 | 0.0098702 | 0.0098702 | 0.02874 | 0.029487 | 0.02874 | 0.029487 | 0.02874 | 0.015281 | 0.014791 | 0.32371 | 0.093461 | 0.024604 | 0.024604 | 0.068514 | 0.024963 | 0.15192 | 0.038809 | 0.018532 | 0.013612 | 0.0054612 | 0.019286 | 0.22131 | 0.00050688 | 0.00099925 | 0.00099294 | 0.0075156 | 0.00095035 | 0.00099903 | 0.0070628 | 0.037821 | 0.033101 | 0.0069695 | 0.0069695 | 0.013609 | 0.0136 | 0 | 0.027316 | 0.022548 | 0.022548 | 0.019514 | 0.0098657 | 0.021944 | 0.2313 | 0.2859 | 0.5394 | 0.12756 | 0.01354 | 0.01354 | 0.0099294 | 0.02058 | 0.024609 | 0.02058 | 0.021149 | 0.02058 | 0.015335 | 0.014842 | 0.32759 | 0.060511 | 0.024821 | 0.024821 | 0.049815 | 0.036707 | 0.1339 | 0.038078 | 0.014255 | 0.012671 | 0.0054612 | 0.097122 | 0.44198 | 0.072241 | 0.00050688 | 0.0012787 | 0.54659 | 0.0037305 | 0.00099764 | 0.51366 | 0.0071085 | 0.031081 | 0.0069781 | 0.50688 | 0.0069781 | 0.0069781 | 0 | 0.023708 | 0.11028 | 0.11028 | 0.051835 | 0.0098702 | 0.055498 | 0.2313 | 0.2859 | 0.5394 | 0.12756 | 0.24776 | 0.24776 | 0.0099294 | 0.33543 | 0.0069816 | 0.33543 | 0.33813 | 0.0069781 | 0.01113 | 0.010883 | 0.33947 | 0.024493 | 0.028315 | 0.028315 | 0.024493 | 0.080616 | 0.10262 | 0.025187 | 0.010659 | 0.00050681 | 0.14466 | 0.50875 | 0.60375 | 0.00050688 | 0.0005005 | 0.02655 | 0.0075156 | 0.00054659 | 0.00099923 | 0.0070628 | 0.51698 | 0.021873 | 0.0069695 | 0.0069695 | 0.0069695 | 0.47045 | 0 | 0.020137 | 0.51025 | 0.51025 |  | 0.0099294 | 0.22307 | 0.24129 | 0.2968 | 0.55457 | 0.13581 | 0.505 | 0.505 | 0.010746 | 0.5075 | 0.50775 | 0.5075 | 0.50775 | 0.5075 | 0.0069816 | 0.0069781 | 0.62755 | 0.44068 | 0.44131 | 0.44131 | 0.36486 | 0.27401 | 0.44721 | 0.39259 | 0.50975 | 0.00050681 | 0.0027775 | 0.50875 | 0.60375 | 0.072241 | 0.19583 | 0.000505 | 0.54659 | 0.5005 | 0.00074975 | 1 | 0.0071085 | 0.51698 | 0.0070628 | 0.0070628 | 0.50688 | 0.50687 | 0 | 0.50687 | 0.010598 | 0.010598 | 0.51 | 0.0099294 | 0.22307 | 0.0033907 | 0.003542 | 0.0042443 | 0.0031034 | 0.0050688 | 0.0050688 | 0.0027775 | 0.0077048 | 0.0079617 | 0.0077048 | 0.0079617 | 0.0077048 | 0.0069816 | 0.0069781 | 0.022589 | 0.012925 | 0.012925 | 0.012925 | 0.012925 | 0.010506 | 0.018767 | 0.025187 | 0.010659 | 0.00050681 | 0.14466 | 0.50875 | 0.60375 | 0.00050688 | 0.0005005 | 0.02655 | 0.0075156 | 0.00054659 | 0.00099923 | 0.0070628 | 0.51698 | 0.021873 | 0.0069695 | 0.0069695 | 0.0069695 | 0.47045 | 0 | 0.020137 | 0.51025 | 0.51025 |  | 0.0099294 | 0.22307 | 0.24129 | 0.2968 | 0.55457 | 0.13581 | 0.505 | 0.505 | 0.010746 | 0.5075 | 0.50775 | 0.5075 | 0.50775 | 0.5075 | 0.0069816 | 0.0069781 | 0.62755 | 0.44068 | 0.44131 | 0.44131 | 0.36486 | 0.27401 | 0.44721 | 0.038078 | 0.014255 | 0.012671 | 0.0054612 | 0.097122 | 0.44198 | 0.072241 | 0.00050688 | 0.0012787 | 0.54659 | 0.0037305 | 0.00099764 | 0.51366 | 0.0071085 | 0.031081 | 0.0069781 | 0.50688 | 0.0069781 | 0.0069781 | 0 | 0.023708 | 0.11028 | 0.11028 | 0.051835 | 0.0098702 | 0.055498 | 0.2313 | 0.2859 | 0.5394 | 0.12756 | 0.24776 | 0.24776 | 0.0099294 | 0.33543 | 0.0069816 | 0.33543 | 0.33813 | 0.0069781 | 0.01113 | 0.010883 | 0.33947 | 0.024493 | 0.028315 | 0.028315 | 0.024493 | 0.080616 | 0.10262 | 0.038809 | 0.018532 | 0.013612 | 0.0054612 | 0.019286 | 0.22131 | 0.00050688 | 0.00099925 | 0.00099294 | 0.0075156 | 0.00095035 | 0.00099903 | 0.0070628 | 0.037821 | 0.033101 | 0.0069695 | 0.0069695 | 0.013609 | 0.0136 | 0 | 0.027316 | 0.022548 | 0.022548 | 0.019514 | 0.0098657 | 0.021944 | 0.2313 | 0.2859 | 0.5394 | 0.12756 | 0.01354 | 0.01354 | 0.0099294 | 0.02058 | 0.024609 | 0.02058 | 0.021149 | 0.02058 | 0.015335 | 0.014842 | 0.32759 | 0.060511 | 0.024821 | 0.024821 | 0.049815 | 0.036707 | 0.1339 | 0.029769 | 0.067869 | 0.013605 | 0.0054286 | 0.017248 | 0.20358 | 0.00098702 | 0.0039836 | 0.00098702 | 0.091472 | 0.00098702 | 0.00099901 | 0.027284 | 0.047528 | 0.032341 | 0.025639 | 0.013385 | 0.013574 | 0.013574 | 0 | 0.02727 | 0.055562 | 0.055102 | 0.019516 | 0.0098657 | 0.020886 | 0.22859 | 0.28252 | 0.53297 | 0.1261 | 0.0098702 | 0.0098702 | 0.0098702 | 0.02874 | 0.029487 | 0.02874 | 0.029487 | 0.02874 | 0.015281 | 0.014791 | 0.32371 | 0.093461 | 0.024604 | 0.024604 | 0.068514 | 0.024963 | 0.15192 | 0.12002 | 0.11149
5: Mooring-cable clashing | 0.029771 | 0.067841 | 0.013605 | 0.0054261 | 0.017239 | 0.20339 | 0.00098657 | 0.0039804 | 0.00098657 | 0.091392 | 0.00098657 | 0.00099901 | 0.027271 | 0.041698 | 0.032341 | 0.013548 | 0.070777 | 0.013548 | 0.013548 | 0 |  | 0.055539 | 0.055079 | 0.019516 | 0.0098657 | 0.020879 | 0.22838 | 0.28227 | 0.53247 | 0.12599 | 0.0098657 | 0.0098657 | 0.0098657 | 0.014789 | 0.015279 | 0.014789 | 0.015279 | 0.014789 | 0.014798 | 0.014336 | 0.32342 | 0.091555 | 0.024587 | 0.024587 | 0.066527 | 0.024963 | 0.14946 | 0.029771 | 0.067841 | 0.013605 | 0.0054261 | 0.017239 | 0.20339 | 0.00098657 | 0.0034716 | 0.00098657 | 0.091392 | 0.00098657 | 0.00099901 | 0.027271 | 0.041706 | 0.032341 | 0.013565 | 0.013565 | 0.053837 | 0.047335 | 0 | 0.027268 | 0.055539 | 0.055079 | 0.019516 | 0.0098657 | 0.020879 | 0.22838 | 0.28226 | 0.53247 | 0.12599 | 0.0098657 | 0.0098657 | 0.0098657 | 0.014789 | 0.015279 | 0.014789 | 0.015279 | 0.014789 | 0.015279 | 0.014789 | 0.32341 | 0.091558 | 0.024587 | 0.024587 | 0.06653 | 0.024963 | 0.14946 | 0.02975 | 0.068149 | 0.013605 | 0.0054612 | 0.017375 | 0.20599 | 0.00098973 | 0.0039947 | 0.00099294 | 0.091951 | 0.00099294 | 0.000999 | 0.026983 | 0.041736 | 0.032335 | 0.013609 | 0.013609 | 0.013548 | 0.013548 | 0 | 0.027268 | 0.055794 | 0.055331 | 0.019514 | 0.0098657 | 0.020978 | 0.2313 | 0.2859 | 0.5394 | 0.12756 | 0.0099294 | 0.0099294 | 0.0099294 | 0.014894 | 0.01539 | 0.014894 | 0.01539 | 0.014894 | 0.015279 | 0.014789 | 0.32759 | 0.091793 | 0.024821 | 0.024821 | 0.066659 | 0.024963 | 0.14958 | 0.03132 | 0.038604 | 0.013612 | 0.0027875 | 0.0069317 | 0.0082261 | 0.00050681 | 0.0025396 | 0.00050681 | 0.0074473 | 0.00050681 | 0.00099925 | 0.00051366 | 0.038077 | 0.032897 | 0.0069781 | 0.025955 | 0.0069781 | 0.0069781 | 0 | 0.027179 | 0.03139 | 0.031143 | 0.019684 | 0.0098657 | 0.013686 | 0.0083998 | 0.0087745 | 0.010514 | 0.0076879 | 0.0050681 | 0.0050681 | 0.0050681 | 0.0069147 | 0.0069181 | 0.0069147 | 0.0069181 | 0.0069147 | 0.015175 | 0.014691 | 0.0090606 | 0.068624 | 0.0069828 | 0.0069828 | 0.053972 | 0.024975 | 0.13769 | 0.068404 | 0.010659 | 0.00050681 | 0.0027875 | 0.50875 | 0.60375 | 0.00050688 | 0.0005005 | 0.00050681 | 0.0075156 | 0.067638 | 0.00096575 | 0.00051366 | 0.51698 | 0.021873 | 0.0069695 | 0.0069695 | 0.013609 | 0.471 | 0 | 0.027316 | 0.51025 | 0.51025 | 0.019684 | 0.0099294 | 0.22307 | 0.0083998 | 0.0087745 | 0.010514 | 0.0076879 | 0.505 | 0.505 | 0.0050681 | 0.5075 | 0.50775 | 0.5075 | 0.50775 | 0.5075 | 0.015335 | 0.014842 | 0.0090606 | 0.44068 | 0.0069828 | 0.0069828 | 0.36486 | 0.29002 | 0.44721 | 0.070735 | 0.010659 | 0.00050681 | 0.50275 | 0.50875 | 0.60375 | 0.00051025 | 0.5005 | 0.5005 | 0.54659 | 0.067638 | 0.00096575 | 0.0070628 | 1 | 0.010598 | 0.0071085 | 0.50688 | 0.50687 | 0.50687 | 0 | 0.50687 | 0.010598 | 0.010598 | 0.51 | 0.0050681 | 0.0060375 | 0.0083998 | 0.0087745 | 0.010514 | 0.0076879 | 0.0050687 | 0.0050687 | 0.0050681 | 0.0077548 | 0.0080133 | 0.0077548 | 0.0080133 | 0.0077548 | 0.0069816 | 0.0069781 | 0.022589 | 0.012925 | 0.012925 | 0.012925 | 0.012925 | 0.010506 | 0.018767 | 0.076172 | 0.018532 | 0.00050681 | 0.40099 | 0.00050875 | 0.00060375 | 0.00051025 | 0.0005005 | 0.5005 | 0.0075156 | 0.076871 | 0.00096114 | 0.51366 | 0.00051698 | 0.010598 | 0.00050688 | 0.00050688 | 0.0069695 | 0.47045 | 0 | 0.020137 | 0.00051025 | 0.00051025 | 0.39148 | 0.0050681 | 0.47823 | 0.6165 | 0.644 | 0.77169 | 0.56425 | 0.505 | 0.505 | 0.505 | 0.5075 | 0.50775 | 0.5075 | 0.50775 | 0.5075 | 0.0069816 | 0.0069781 | 0.665 | 0.5125 | 0.5125 | 0.5125 | 0.5125 | 0.010506 | 0.5525 | 0.03132 | 0.038604 | 0.013612 | 0.0027875 | 0.0069317 | 0.0082261 | 0.00050681 | 0.0025396 | 0.00050681 | 0.0074473 | 0.00050681 | 0.00099925 | 0.00051366 | 0.27916 | 0.032897 | 0.50687 | 0.0070628 | 0.0069781 | 0.0069781 | 0 | 0.027315 | 0.03139 | 0.031143 | 0.019684 | 0.0098657 | 0.013686 | 0.0083998 | 0.0087745 | 0.010514 | 0.0076879 | 0.0050681 | 0.0050681 | 0.0050681 | 0.5075 | 0.50775 | 0.5075 | 0.50775 | 0.5075 | 0.015334 | 0.014841 | 0.0090606 | 0.15063 | 0.0069828 | 0.0069828 | 0.13776 | 0.024975 | 0.24165 | 0.03132 | 0.038604 | 0.013612 | 0.0027875 | 0.0069317 | 0.0082261 | 0.00050681 | 0.0022757 | 0.00050681 | 0.0074473 | 0.00050681 | 0.00099925 | 0.031397 | 0.034483 | 0.032897 | 0.035455 | 0.022254 | 0.026433 | 0.026433 | 0 | 0.027206 | 0.03139 | 0.031143 | 0.019684 | 0.0098657 | 0.013686 | 0.0083998 | 0.0087745 | 0.010514 | 0.0076879 | 0.0050681 | 0.0050681 | 0.0050681 | 0.0069147 | 0.0069181 | 0.0069147 | 0.0069181 | 0.0069147 | 0.015206 | 0.014721 | 0.0090606 | 0.067402 | 0.0069828 | 0.0069828 | 0.052723 | 0.024975 | 0.13614 | 0.029771 | 0.067841 | 0.013605 | 0.0054261 | 0.017239 | 0.20339 | 0.00098657 | 0.0039804 | 0.00098657 | 0.091392 | 0.00098657 | 0.00099901 | 0.027284 | 0.041619 | 0.032341 | 0.013385 | 0.013385 | 0.013548 | 0.013548 | 0 | 0.02727 | 0.055539 | 0.055079 | 0.019516 | 0.0098657 | 0.020879 | 0.22838 | 0.28226 | 0.53247 | 0.12599 | 0.0098657 | 0.0098657 | 0.0098657 | 0.029196 | 0.029942 | 0.029196 | 0.029942 | 0.029196 | 0.015281 | 0.014791 | 0.32341 | 0.09153 | 0.024587 | 0.024587 | 0.066501 | 0.024963 | 0.14943 | 0.09838 | 0.11593
5: Anchor-cable clashing | 0.029771 | 0.067841 | 0.013605 | 0.0054261 | 0.017239 | 0.20339 | 0.00098657 | 0.0039804 | 0.00098657 | 0.091392 | 0.00098657 | 0.00099901 | 0.027271 | 0.041619 | 0.032341 | 0.013385 | 0.013385 | 0.013548 | 0.013548 | 0 | 0.02727 | 0.055539 | 0.055079 | 0.019516 | 0.0098657 | 0.020879 | 0.22838 | 0.28227 | 0.53247 | 0.12599 | 0.0098657 | 0.0098657 | 0.0098657 | 0.029189 | 0.029936 | 0.029189 | 0.029936 | 0.029189 | 0.015281 | 0.014791 | 0.32342 | 0.09153 | 0.024587 | 0.024587 | 0.066501 | 0.024963 | 0.14943 | 0.029771 | 0.067841 | 0.013605 | 0.0054261 | 0.017239 | 0.20339 | 0.00098657 | 0.0034716 | 0.00098657 | 0.091392 | 0.00098657 | 0.00099901 | 0.028291 | 0.034946 | 0.032341 | 0.056333 | 0.028504 | 0.040697 | 0.040697 | 0 | 0.027161 | 0.055539 | 0.055079 | 0.019516 | 0.0098657 | 0.020879 | 0.22838 | 0.28226 | 0.53247 | 0.12599 | 0.0098657 | 0.0098657 | 0.0098657 | 0.014789 | 0.015279 | 0.014789 | 0.015279 | 0.014789 | 0.015154 | 0.014671 | 0.32341 | 0.089371 | 0.024587 | 0.024587 | 0.064239 | 0.024963 | 0.14662 | 0.029771 | 0.067841 | 0.013605 | 0.0054261 | 0.017239 | 0.20339 | 0.00098657 | 0.0039804 | 0.00098657 | 0.091392 | 0.00098657 | 0.00099901 | 0.027284 | 0.041619 | 0.032341 | 0.013385 | 0.013385 | 0.013548 | 0.013548 | 0 | 0.02727 | 0.055539 | 0.055079 | 0.019516 | 0.0098657 | 0.020879 | 0.22838 | 0.28226 | 0.53247 | 0.12599 | 0.0098657 | 0.0098657 | 0.0098657 | 0.029196 | 0.029942 | 0.029196 | 0.029942 | 0.029196 | 0.015281 | 0.014791 | 0.32341 | 0.09153 | 0.024587 | 0.024587 | 0.066501 | 0.024963 | 0.14943 | 0.03132 | 0.038604 | 0.013612 | 0.0027875 | 0.0069317 | 0.0082261 | 0.00050681 | 0.0022757 | 0.00050681 | 0.0074473 | 0.00050681 | 0.00099925 | 0.027824 | 0.034483 | 0.032897 | 0.032037 | 0.018784 | 0.026433 | 0.026433 | 0 | 0.027231 | 0.03139 | 0.031143 | 0.019684 | 0.0098657 | 0.32506 | 0.0083998 | 0.0087745 | 0.010514 | 0.0076879 | 0.0050681 | 0.0050681 | 0.0050681 | 0.0069147 | 0.0069181 | 0.0069147 | 0.0069181 | 0.0069147 | 0.015235 | 0.014748 | 0.0090606 | 0.067402 | 0.0069828 | 0.0069828 | 0.052723 | 0.024975 | 0.13614 | 0.03132 | 0.038604 | 0.013612 | 0.0027875 | 0.0069317 | 0.0082261 | 0.00050681 | 0.0022757 | 0.00050681 | 0.0074473 | 0.00050681 | 0.00099925 | 0.00051366 | 0.038113 | 0.032897 | 0.0070628 | 0.0070628 | 0.46928 | 0.46824 | 0 | 0.027315 | 0.03139 | 0.031143 | 0.019684 | 0.0098657 | 0.013686 | 0.0083998 | 0.0087745 | 0.010514 | 0.0076879 | 0.0050681 | 0.0050681 | 0.0050681 | 0.5075 | 0.50775 | 0.5075 | 0.50775 | 0.5075 | 0.015334 | 0.014841 | 0.0090606 | 0.068637 | 0.0069828 | 0.0069828 | 0.053984 | 0.024975 | 0.13771 | 0.033846 | 0.31415 | 0.00050681 | 0.0027875 | 0.50875 | 0.60375 | 0.00051025 | 0.0005005 | 0.5005 | 0.54659 | 0.00050681 | 0.00099925 | 0.00051366 | 0.010598 | 1 | 0.50688 | 0.00050688 | 0.50688 | 0.50687 | 0 | 0.020137 | 0.010598 | 0.010598 | 0.51 | 0.0050681 | 0.0060375 | 0.0083998 | 0.0087745 | 0.010514 | 0.0076879 | 0.505 | 0.505 | 0.0050681 | 0.0077548 | 0.0080133 | 0.0077548 | 0.0080133 | 0.0077548 | 0.0069816 | 0.0069781 | 0.665 | 0.012925 | 0.012925 | 0.012925 | 0.012925 | 0.010506 | 0.018767 | 0.065918 | 0.36991 | 0.00050681 | 0.40099 | 0.00050875 | 0.00060375 | 0.00051025 | 0.0005005 | 0.5005 | 0.54659 | 0.072908 | 0.00096312 | 0.51366 | 0.00051698 | 0.010598 | 0.00050688 | 0.00050688 | 0.0069695 | 0.47045 | 0 | 0.020137 | 0.00051025 | 0.00051025 | 0.39148 | 0.0050681 | 0.47823 | 0.6165 | 0.644 | 0.77169 | 0.56425 | 0.505 | 0.505 | 0.505 | 0.5075 | 0.50775 | 0.5075 | 0.50775 | 0.5075 | 0.0069816 | 0.0069781 | 0.665 | 0.5125 | 0.5125 | 0.5125 | 0.5125 | 0.010506 | 0.5525 | 0.03132 | 0.038604 | 0.013612 | 0.0027875 | 0.0069317 | 0.0082261 | 0.00050681 | 0.0022757 | 0.00050681 | 0.0074473 | 0.00050681 | 0.00099925 | 0.00051366 | 0.038113 | 0.032897 | 0.0070628 | 0.0070628 | 0.46928 | 0.46824 | 0 | 0.027315 | 0.03139 | 0.031143 | 0.019684 | 0.0098657 | 0.013686 | 0.0083998 | 0.0087745 | 0.010514 | 0.0076879 | 0.0050681 | 0.0050681 | 0.0050681 | 0.5075 | 0.50775 | 0.5075 | 0.50775 | 0.5075 | 0.015334 | 0.014841 | 0.0090606 | 0.068637 | 0.0069828 | 0.0069828 | 0.053984 | 0.024975 | 0.13771 | 0.03132 | 0.038604 | 0.013612 | 0.0027875 | 0.0069317 | 0.0082261 | 0.00050681 | 0.0022757 | 0.00050681 | 0.0074473 | 0.00050681 | 0.00099925 | 0.028077 | 0.034483 | 0.032897 | 0.032037 | 0.018784 | 0.026433 | 0.026433 | 0 | 0.027231 | 0.03139 | 0.031143 | 0.019684 | 0.0098657 | 0.013686 | 0.0083998 | 0.0087745 | 0.010514 | 0.0076879 | 0.0050681 | 0.0050681 | 0.0050681 | 0.0069147 | 0.0069181 | 0.0069147 | 0.0069181 | 0.0069147 | 0.015235 | 0.014748 | 0.0090606 | 0.067402 | 0.0069828 | 0.0069828 | 0.052723 | 0.024975 | 0.13614 | 0.029771 | 0.067841 | 0.013605 | 0.0054261 | 0.017239 | 0.20339 | 0.00098657 | 0.0039804 | 0.00098657 | 0.091392 | 0.00098657 | 0.00099901 | 0.027284 | 0.041619 | 0.032341 | 0.013385 | 0.013385 | 0.013548 | 0.013548 | 0 | 0.02727 | 0.055539 | 0.055079 | 0.019516 | 0.0098657 | 0.020879 | 0.22838 | 0.28226 | 0.53247 | 0.12599 | 0.0098657 | 0.0098657 | 0.0098657 | 0.029196 | 0.029942 | 0.029196 | 0.029942 | 0.029196 | 0.015281 | 0.014791 | 0.32341 | 0.09153 | 0.024587 | 0.024587 | 0.066501 | 0.024963 | 0.14943 | 0.09184 | 0.030575
5: Change in mooring profile | 0.029771 | 0.067841 | 0.013605 | 0.0054261 | 0.017239 | 0.20339 | 0.00098657 | 0.0039804 | 0.00098657 | 0.091392 | 0.00098657 | 0.00099901 | 0.048124 | 0.041697 | 0.032341 | 0.013548 | 0.04807 | 0.013548 | 0.013548 | 0 | 0.02702 | 0.055539 | 0.055079 | 0.019516 | 0.0098657 | 0.020879 | 0.22838 | 0.28226 | 0.53247 | 0.12599 | 0.0098657 | 0.0098657 | 0.0098657 | 0.014789 | 0.015279 | 0.014789 | 0.015279 | 0.014789 | 0.014989 | 0.014516 | 0.32341 | 0.091555 | 0.024587 | 0.024587 | 0.066527 | 0.024963 | 0.14946 | 0.029769 | 0.067869 | 0.013605 | 0.0054286 | 0.017248 | 0.20358 | 0.00098702 | 0.0039836 | 0.00098702 | 0.091472 | 0.00098702 | 0.00099901 | 0.027284 | 0.047528 | 0.032341 | 0.025639 | 0.013385 | 0.013574 | 0.013574 | 0 | 0.02727 | 0.055562 | 0.055102 | 0.019516 | 0.0098657 | 0.020886 | 0.22859 | 0.28252 | 0.53297 | 0.1261 | 0.0098702 | 0.0098702 | 0.0098702 | 0.02874 | 0.029487 | 0.02874 | 0.029487 | 0.02874 | 0.015281 | 0.014791 | 0.32371 | 0.093461 | 0.024604 | 0.024604 | 0.068514 | 0.024963 | 0.15192 | 0.038809 | 0.018532 | 0.013612 | 0.0054612 | 0.019286 | 0.22131 | 0.00050688 | 0.00099925 | 0.00099294 | 0.0075156 | 0.00095035 | 0.00099903 | 0.0070628 | 0.037821 | 0.033101 | 0.0069695 | 0.0069695 | 0.013609 | 0.013548 | 0 | 0.027316 | 0.022548 | 0.022548 | 0.019514 | 0.0098657 | 0.021944 | 0.2313 | 0.2859 | 0.5394 | 0.12756 | 0.01354 | 0.01354 | 0.0099294 | 0.02058 | 0.024609 | 0.02058 | 0.021149 | 0.02058 | 0.015335 | 0.014842 | 0.32759 | 0.060511 | 0.024821 | 0.024821 | 0.049815 | 0.036707 | 0.1339 | 0.038078 | 0.014255 | 0.012671 | 0.0054612 | 0.097122 | 0.44198 | 0.072241 | 0.00050688 | 0.0012787 | 0.54659 | 0.0037305 | 0.00099764 | 0.51366 | 0.0071085 | 0.031081 | 0.0069781 | 0.50688 | 0.0069781 | 0.0069781 | 0 | 0.023708 | 0.11028 | 0.11028 | 0.051835 | 0.0098702 | 0.055498 | 0.2313 | 0.2859 | 0.5394 | 0.12756 | 0.24776 | 0.24776 | 0.0099294 | 0.33543 | 0.0069816 | 0.33543 | 0.33813 | 0.0069781 | 0.01113 | 0.010883 | 0.33947 | 0.024493 | 0.028315 | 0.028315 | 0.024493 | 0.080616 | 0.10262 | 0.025187 | 0.010659 | 0.00050681 | 0.022864 | 0.50875 | 0.60375 | 0.00050688 | 0.0005005 | 0.0044071 | 0.0075156 | 0.00054659 | 0.00099923 | 0.0070628 | 0.51698 | 0.021873 | 0.0069695 | 0.0069695 | 0.013609 | 0.40861 | 0 | 0.027316 | 0.51025 | 0.51025 | 0.37714 | 0.0099294 | 0.22307 | 0.24129 | 0.2968 | 0.55457 | 0.13581 | 0.062136 | 0.062136 | 0.010746 | 0.28557 | 0.50775 | 0.28557 | 0.29498 | 0.5075 | 0.015335 | 0.014842 | 0.62755 | 0.44068 | 0.44131 | 0.44131 | 0.36486 | 0.27401 | 0.44721 | 0.39259 | 0.50975 | 0.00050681 | 0.0027775 | 0.50875 | 0.60375 | 0.1411 | 0.19583 | 0.000505 | 0.54659 | 0.5005 | 0.00074975 | 0.0070628 | 0.0071085 | 0.010598 | 1 | 0.0069695 | 0.50688 | 0.0069816 | 0 | 0.50687 | 0.010598 | 0.010598 | 0.51 | 0.0099294 | 0.0060375 | 0.0033908 | 0.003542 | 0.0042443 | 0.0031034 | 0.0050688 | 0.0050688 | 0.0027775 | 0.5075 | 0.0069816 | 0.5075 | 0.50775 | 0.0069781 | 0.0069816 | 0.0069781 | 0.022589 | 0.012925 | 0.012925 | 0.012925 | 0.012925 | 0.010506 | 0.018767 | 0.025187 | 0.010659 | 0.00050681 | 0.022864 | 0.50875 | 0.60375 | 0.00051025 | 0.0005005 | 0.0044071 | 0.0075156 | 0.00054659 | 0.00099923 | 0.0070628 | 0.51698 | 0.021873 | 0.0069695 | 0.0069695 | 0.013609 | 0.40861 | 0 | 0.027316 | 0.51025 | 0.51025 | 0.37714 | 0.0099294 | 0.22307 | 0.24129 | 0.2968 | 0.55457 | 0.13581 | 0.062136 | 0.062136 | 0.010746 | 0.28557 | 0.50775 | 0.28557 | 0.29498 | 0.5075 | 0.015335 | 0.014842 | 0.62755 | 0.44068 | 0.44131 | 0.44131 | 0.36486 | 0.27401 | 0.44721 | 0.038078 | 0.014255 | 0.012671 | 0.0054612 | 0.097122 | 0.44198 | 0.072241 | 0.00050688 | 0.0012787 | 0.54659 | 0.0037305 | 0.00099764 | 0.51366 | 0.0071085 | 0.031081 | 0.0069781 | 0.50688 | 0.0069781 | 0.0069781 | 0 | 0.023708 | 0.11028 | 0.11028 | 0.051835 | 0.0098702 | 0.055498 | 0.2313 | 0.2859 | 0.5394 | 0.12756 | 0.24776 | 0.24776 | 0.0099294 | 0.33543 | 0.0069816 | 0.33543 | 0.33813 | 0.0069781 | 0.01113 | 0.010883 | 0.33947 | 0.024493 | 0.028315 | 0.028315 | 0.024493 | 0.080616 | 0.10262 | 0.03889 | 0.018532 | 0.013612 | 0.0054612 | 0.019602 | 0.22225 | 0.00050688 | 0.00099925 | 0.00099294 | 0.0075156 | 0.0011109 | 0.00099895 | 0.0070628 | 0.037821 | 0.033101 | 0.0069695 | 0.0069695 | 0.013609 | 0.013548 | 0 | 0.027316 | 0.022548 | 0.022548 | 0.019514 | 0.0098657 | 0.022072 | 0.2313 | 0.2859 | 0.5394 | 0.12756 | 0.013781 | 0.013781 | 0.0099294 | 0.020892 | 0.024922 | 0.020892 | 0.021464 | 0.020892 | 0.015335 | 0.014842 | 0.32759 | 0.060511 | 0.024821 | 0.024821 | 0.049815 | 0.036783 | 0.1339 | 0.029769 | 0.067869 | 0.013605 | 0.0054286 | 0.017248 | 0.20358 | 0.00098702 | 0.0039836 | 0.00098702 | 0.091472 | 0.00098702 | 0.00099901 | 0.027284 | 0.047528 | 0.032341 | 0.025639 | 0.013385 | 0.013574 | 0.013574 | 0 | 0.02727 | 0.055562 | 0.055102 | 0.019516 | 0.0098657 | 0.020886 | 0.22859 | 0.28252 | 0.53297 | 0.1261 | 0.0098702 | 0.0098702 | 0.0098702 | 0.02874 | 0.029487 | 0.02874 | 0.029487 | 0.02874 | 0.015281 | 0.014791 | 0.32371 | 0.093461 | 0.024604 | 0.024604 | 0.068514 | 0.024963 | 0.15192 | 0.11454 | 0.063812
5: Excess mooring loads | 0.029771 | 0.067841 | 0.013605 | 0.0054261 | 0.017239 | 0.20339 | 0.00098657 | 0.0039804 | 0.00098657 | 0.091392 | 0.00098657 | 0.00099901 | 0.048124 | 0.041697 | 0.032341 | 0.013548 | 0.04807 | 0.013548 | 0.013548 | 0 | 0.02702 | 0.055539 | 0.055079 | 0.019516 | 0.0098657 | 0.020879 | 0.22838 | 0.28226 | 0.53247 | 0.12599 | 0.0098657 | 0.0098657 | 0.0098657 | 0.014789 | 0.015279 | 0.014789 | 0.015279 | 0.014789 | 0.014989 | 0.014516 | 0.32341 | 0.091555 | 0.024587 | 0.024587 | 0.066527 | 0.024963 | 0.14946 | 0.029769 | 0.067869 | 0.013605 | 0.0054286 | 0.017248 | 0.20358 | 0.00098702 | 0.0039836 | 0.00098702 | 0.091472 | 0.00098702 | 0.00099901 | 0.027284 | 0.047528 | 0.032341 | 0.025639 | 0.013385 | 0.013574 | 0.013574 | 0 | 0.02727 | 0.055562 | 0.055102 | 0.019516 | 0.0098657 | 0.020886 | 0.22859 | 0.28252 | 0.53297 | 0.1261 | 0.0098702 | 0.0098702 | 0.0098702 | 0.02874 | 0.029487 | 0.02874 | 0.029487 | 0.02874 | 0.015281 | 0.014791 | 0.32371 | 0.093461 | 0.024604 | 0.024604 | 0.068514 | 0.024963 | 0.15192 | 0.029238 | 0.018532 | 0.013612 | 0.014784 | 0.019286 | 0.22131 | 0.00050688 | 0.00099925 | 0.0031893 | 0.0075156 | 0.00095035 | 0.00099903 | 0.0070628 | 0.037821 | 0.033101 | 0.0069695 | 0.0069695 | 0.013609 | 0.071994 | 0 | 0.027316 | 0.022548 | 0.022548 | 0.097014 | 0.0098657 | 0.021944 | 0.25411 | 0.30867 | 0.56199 | 0.15045 | 0.01354 | 0.01354 | 0.020449 | 0.02058 | 0.024609 | 0.02058 | 0.021149 | 0.02058 | 0.015335 | 0.014842 | 0.3757 | 0.060511 | 0.073419 | 0.073419 | 0.049815 | 0.036707 | 0.1339 | 0.063883 | 0.014255 | 0.012671 | 0.0027875 | 0.50875 | 0.60375 | 0.072241 | 0.00050688 | 0.03745 | 0.54659 | 0.054649 | 0.00097223 | 0.51366 | 0.0071085 | 0.031081 | 0.0069781 | 0.50688 | 0.0069781 | 0.0069781 | 0 | 0.023708 | 0.11028 | 0.11028 | 0.24851 | 0.0098702 | 0.22307 | 0.0083998 | 0.0087745 | 0.010514 | 0.0076879 | 0.47986 | 0.47986 | 0.0050681 | 0.5075 | 0.0069816 | 0.5075 | 0.50775 | 0.0069781 | 0.01113 | 0.010883 | 0.665 | 0.024493 | 0.5125 | 0.5125 | 0.024493 | 0.10269 | 0.10262 | 0.058565 | 0.018532 | 0.013612 | 0.0027875 | 0.50875 | 0.60375 | 0.00050688 | 0.00099925 | 0.00050681 | 0.0075156 | 0.039206 | 0.00097994 | 0.00051366 | 0.037821 | 0.033101 | 0.0069695 | 0.0069695 | 0.013609 | 0.471 | 0 | 0.027316 | 0.022548 | 0.022548 | 0.019684 | 0.0098657 | 0.22307 | 0.0083998 | 0.0087745 | 0.010514 | 0.0076879 | 0.39419 | 0.39419 | 0.0050681 | 0.5075 | 0.50775 | 0.5075 | 0.50775 | 0.5075 | 0.015335 | 0.014842 | 0.0090606 | 0.060511 | 0.0069828 | 0.0069828 | 0.049815 | 0.054926 | 0.1339 | 0.50975 | 0.50975 | 0.00050681 | 0.0027775 | 0.50875 | 0.60375 | 0.00050688 | 0.19583 | 0.000505 | 0.0075156 | 0.5005 | 0.0005005 | 0.0070628 | 0.0071085 | 0.0071085 | 0.0069695 | 1 | 0.0069695 | 0.50687 | 0 | 0.50687 | 0.51025 | 0.51025 | 0.51 | 0.0050681 | 0.47823 | 0.0033908 | 0.003542 | 0.0042443 | 0.0031034 | 0.0050688 | 0.0050688 | 0.0027775 | 0.0069781 | 0.0069816 | 0.0069781 | 0.0069816 | 0.0069781 | 0.0069816 | 0.0069781 | 0.665 | 0.012925 | 0.5125 | 0.5125 | 0.012925 | 0.5125 | 0.018767 | 0.058565 | 0.018532 | 0.013612 | 0.0027875 | 0.50875 | 0.60375 | 0.00050688 | 0.00099925 | 0.00050681 | 0.0075156 | 0.039206 | 0.00097994 | 0.00051366 | 0.037821 | 0.033101 | 0.0069695 | 0.0069695 | 0.013609 | 0.471 | 0 | 0.027316 | 0.022548 | 0.022548 | 0.019684 | 0.0098657 | 0.22307 | 0.0083998 | 0.0087745 | 0.010514 | 0.0076879 | 0.39419 | 0.39419 | 0.0050681 | 0.5075 | 0.50775 | 0.5075 | 0.50775 | 0.5075 | 0.015335 | 0.014842 | 0.0090606 | 0.060511 | 0.0069828 | 0.0069828 | 0.049815 | 0.054926 | 0.1339 | 0.063883 | 0.014255 | 0.012671 | 0.0027875 | 0.50875 | 0.60375 | 0.072241 | 0.00050688 | 0.03745 | 0.54659 | 0.054649 | 0.00097223 | 0.51366 | 0.0071085 | 0.031081 | 0.0069781 | 0.50688 | 0.0069781 | 0.0069781 | 0 | 0.023708 | 0.11028 | 0.11028 | 0.24851 | 0.0098702 | 0.22307 | 0.0083998 | 0.0087745 | 0.010514 | 0.0076879 | 0.47986 | 0.47986 | 0.0050681 | 0.5075 | 0.0069816 | 0.5075 | 0.50775 | 0.0069781 | 0.01113 | 0.010883 | 0.665 | 0.024493 | 0.5125 | 0.5125 | 0.024493 | 0.10269 | 0.10262 | 0.029238 | 0.018532 | 0.013612 | 0.014784 | 0.019286 | 0.22131 | 0.00050688 | 0.00099925 | 0.0031893 | 0.0075156 | 0.00095035 | 0.00099903 | 0.0070628 | 0.037821 | 0.033101 | 0.0069695 | 0.0069695 | 0.013609 | 0.071994 | 0 | 0.027316 | 0.022548 | 0.022548 | 0.097014 | 0.0098657 | 0.021944 | 0.25411 | 0.30867 | 0.56199 | 0.15045 | 0.01354 | 0.01354 | 0.020449 | 0.02058 | 0.024609 | 0.02058 | 0.021149 | 0.02058 | 0.015335 | 0.014842 | 0.3757 | 0.060511 | 0.073419 | 0.073419 | 0.049815 | 0.036707 | 0.1339 | 0.029769 | 0.067869 | 0.013605 | 0.0054286 | 0.017248 | 0.20358 | 0.00098702 | 0.0039836 | 0.00098702 | 0.091472 | 0.00098702 | 0.00099901 | 0.027284 | 0.047528 | 0.032341 | 0.025639 | 0.013385 | 0.013574 | 0.013574 | 0 | 0.02727 | 0.055562 | 0.055102 | 0.019516 | 0.0098657 | 0.020886 | 0.22859 | 0.28252 | 0.53297 | 0.1261 | 0.0098702 | 0.0098702 | 0.0098702 | 0.02874 | 0.029487 | 0.02874 | 0.029487 | 0.02874 | 0.015281 | 0.014791 | 0.32371 | 0.093461 | 0.024604 | 0.024604 | 0.068514 | 0.024963 | 0.15192 | 0.1106 | 0.10055
5: Mooring line nonfunctional | 0.029771 | 0.067841 | 0.013605 | 0.0054261 | 0.017239 | 0.20339 | 0.00098657 | 0.0039804 | 0.00098657 | 0.091392 | 0.00098657 | 0.00099901 | 0.027271 | 0.041619 | 0.032341 | 0.013385 | 0.013385 | 0.013548 | 0.013548 | 0 | 0.02727 | 0.055539 | 0.055079 | 0.019516 | 0.0098657 | 0.020879 | 0.22838 | 0.28227 | 0.53247 | 0.12599 | 0.0098657 | 0.0098657 | 0.0098657 | 0.029189 | 0.029936 | 0.029189 | 0.029936 | 0.029189 | 0.015281 | 0.014791 | 0.32342 | 0.09153 | 0.024587 | 0.024587 | 0.066501 | 0.024963 | 0.14943 | 0.02975 | 0.068236 | 0.013605 | 0.0054612 | 0.017375 | 0.20599 | 0.00099294 | 0.0034875 | 0.00099294 | 0.092507 | 0.00099294 | 0.000999 | 0.028297 | 0.034952 | 0.032334 | 0.056649 | 0.028632 | 0.040884 | 0.040884 | 0 | 0.02716 | 0.055862 | 0.055399 | 0.019514 | 0.0098657 | 0.020978 | 0.2313 | 0.2859 | 0.5394 | 0.12756 | 0.0099294 | 0.0099294 | 0.0099294 | 0.014894 | 0.01539 | 0.014894 | 0.01539 | 0.014894 | 0.015153 | 0.01467 | 0.32759 | 0.089661 | 0.024821 | 0.024821 | 0.064393 | 0.024963 | 0.14676 | 0.02975 | 0.068236 | 0.013605 | 0.0054612 | 0.017375 | 0.20599 | 0.00099294 | 0.0039963 | 0.00099294 | 0.092507 | 0.00099294 | 0.000999 | 0.00051366 | 0.041709 | 0.032334 | 0.013559 | 0.013559 | 0.013548 | 0.013548 | 0 | 0.027268 | 0.055862 | 0.055399 | 0.019514 | 0.0098657 | 0.020978 | 0.2313 | 0.2859 | 0.5394 | 0.12756 | 0.0099294 | 0.0099294 | 0.0099294 | 0.015651 | 0.016164 | 0.015651 | 0.016164 | 0.015651 | 0.015279 | 0.01479 | 0.32759 | 0.091845 | 0.024821 | 0.024821 | 0.066682 | 0.024963 | 0.1496 | 0.03132 | 0.50975 | 0.00050681 | 0.0027875 | 0.0069317 | 0.0082261 | 0.00050681 | 0.5005 | 0.00050681 | 0.0074473 | 0.00050681 | 0.00099925 | 0.51366 | 0.51698 | 0.021873 | 0.50688 | 0.50687 | 0.026433 | 0.026433 | 0 | 0.023708 | 0.51025 | 0.51025 | 0.019684 | 0.0099294 | 0.47823 | 0.0083998 | 0.0087745 | 0.010514 | 0.0076879 | 0.0050681 | 0.0050681 | 0.0050681 | 0.0069147 | 0.0069181 | 0.0069147 | 0.0069181 | 0.0069147 | 0.01113 | 0.010883 | 0.0090606 | 0.44068 | 0.0069828 | 0.0069828 | 0.36486 | 0.024975 | 0.44721 | 0.03132 | 0.50975 | 0.00050681 | 0.0027875 | 0.0069317 | 0.0082261 | 0.00050681 | 0.5005 | 0.00050681 | 0.0074473 | 0.00050681 | 0.00099925 | 0.00051366 | 0.51698 | 0.021873 | 0.0070628 | 0.0070628 | 0.46928 | 0.46824 | 0 | 0.027315 | 0.51025 | 0.51025 | 0.019684 | 0.0099294 | 0.47823 | 0.0083998 | 0.0087745 | 0.010514 | 0.0076879 | 0.0050681 | 0.0050681 | 0.0050681 | 0.5075 | 0.50775 | 0.5075 | 0.50775 | 0.5075 | 0.015334 | 0.014841 | 0.0090606 | 0.44068 | 0.0069828 | 0.0069828 | 0.36486 | 0.024975 | 0.44721 | 0.50975 | 0.010659 | 0.00050681 | 0.50275 | 0.50875 | 0.60375 | 0.00050688 | 0.00050688 | 0.0005005 | 0.0075156 | 0.00054659 | 0.0005005 | 0.51366 | 0.51698 | 0.010598 | 0.0069695 | 0.50687 | 1 | 0.0069816 | 0 | 0.020137 | 0.51025 | 0.51025 | 0.44761 | 0.0050681 | 0.47823 | 0.6165 | 0.644 | 0.77169 | 0.56425 | 0.0054659 | 0.0054659 | 0.505 | 0.5075 | 0.0069816 | 0.5075 | 0.50775 | 0.0069781 | 0.0069816 | 0.0069781 | 0.665 | 0.5125 | 0.5125 | 0.5125 | 0.5125 | 0.5125 | 0.5525 | 0.03132 | 0.50975 | 0.00050681 | 0.0027875 | 0.0069317 | 0.0082261 | 0.00050681 | 0.5005 | 0.00050681 | 0.0074473 | 0.00050681 | 0.00099925 | 0.00051366 | 0.51698 | 0.021873 | 0.0070628 | 0.0070628 | 0.46928 | 0.46824 | 0 | 0.027315 | 0.51025 | 0.51025 | 0.019684 | 0.0099294 | 0.47823 | 0.0083998 | 0.0087745 | 0.010514 | 0.0076879 | 0.0050681 | 0.0050681 | 0.0050681 | 0.5075 | 0.50775 | 0.5075 | 0.50775 | 0.5075 | 0.015334 | 0.014841 | 0.0090606 | 0.44068 | 0.0069828 | 0.0069828 | 0.36486 | 0.024975 | 0.44721 | 0.03132 | 0.50975 | 0.00050681 | 0.0027875 | 0.0069317 | 0.0082261 | 0.00050681 | 0.5005 | 0.00050681 | 0.0074473 | 0.00050681 | 0.00099925 | 0.51366 | 0.51698 | 0.021873 | 0.50688 | 0.50687 | 0.026433 | 0.026433 | 0 | 0.023708 | 0.51025 | 0.51025 | 0.019684 | 0.0099294 | 0.47823 | 0.0083998 | 0.0087745 | 0.010514 | 0.0076879 | 0.0050681 | 0.0050681 | 0.0050681 | 0.0069147 | 0.0069181 | 0.0069147 | 0.0069181 | 0.0069147 | 0.01113 | 0.010883 | 0.0090606 | 0.44068 | 0.0069828 | 0.0069828 | 0.36486 | 0.024975 | 0.44721 | 0.02975 | 0.068236 | 0.013605 | 0.0054612 | 0.017375 | 0.20599 | 0.00099294 | 0.0039963 | 0.00099294 | 0.092507 | 0.00099294 | 0.000999 | 0.00051366 | 0.041709 | 0.032334 | 0.013559 | 0.013559 | 0.013548 | 0.013548 | 0 | 0.027268 | 0.055862 | 0.055399 | 0.019514 | 0.0098657 | 0.020978 | 0.2313 | 0.2859 | 0.5394 | 0.12756 | 0.0099294 | 0.0099294 | 0.0099294 | 0.015651 | 0.016164 | 0.015651 | 0.016164 | 0.015651 | 0.015279 | 0.01479 | 0.32759 | 0.091845 | 0.024821 | 0.024821 | 0.066682 | 0.024963 | 0.1496 | 0.02975 | 0.068236 | 0.013605 | 0.0054612 | 0.017375 | 0.20599 | 0.00099294 | 0.0034875 | 0.00099294 | 0.092507 | 0.00099294 | 0.000999 | 0.028786 | 0.034952 | 0.032334 | 0.056649 | 0.028632 | 0.040884 | 0.040884 | 0 | 0.02716 | 0.055862 | 0.055399 | 0.019514 | 0.0098657 | 0.020978 | 0.2313 | 0.2859 | 0.5394 | 0.12756 | 0.0099294 | 0.0099294 | 0.0099294 | 0.014894 | 0.01539 | 0.014894 | 0.01539 | 0.014894 | 0.015153 | 0.01467 | 0.32759 | 0.089661 | 0.024821 | 0.024821 | 0.064393 | 0.024963 | 0.14676 | 0.12291 | 0.060132
5: Shared line nonfunctional | 0.029771 | 0.067841 | 0.013605 | 0.0054261 | 0.017239 | 0.20339 | 0.00098657 | 0.0034716 | 0.00098657 | 0.091392 | 0.00098657 | 0.00099901 | 0.027271 | 0.034946 | 0.032341 | 0.063794 | 0.035999 | 0.040697 | 0.040697 | 0 | 0.027107 | 0.055539 | 0.055079 | 0.019516 | 0.0098657 | 0.020879 | 0.22838 | 0.28226 | 0.53247 | 0.12599 | 0.0098657 | 0.0098657 | 0.0098657 | 0.014789 | 0.015279 | 0.014789 | 0.015279 | 0.014789 | 0.015091 | 0.014612 | 0.32341 | 0.089371 | 0.024587 | 0.024587 | 0.064239 | 0.024963 | 0.14662 | 0.039034 | 0.017866 | 0.013605 | 0.0054261 | 0.033259 | 0.25924 | 0.00098651 | 0.00099901 | 0.00098657 | 0.091388 | 0.0020441 | 0.00099848 | 0.027284 | 0.041232 | 0.032905 | 0.013565 | 0.013565 | 0.027243 | 0.013548 | 0 | 0.027268 | 0.031056 | 0.031056 | 0.019516 | 0.0098657 | 0.027585 | 0.22838 | 0.28226 | 0.53247 | 0.12599 | 0.025477 | 0.025477 | 0.0098657 | 0.035786 | 0.043025 | 0.035786 | 0.036529 | 0.035786 | 0.015279 | 0.014789 | 0.32341 | 0.069505 | 0.024587 | 0.024587 | 0.055027 | 0.041365 | 0.13901 | 0.03132 | 0.038604 | 0.013612 | 0.0027875 | 0.0069317 | 0.0082261 | 0.00050681 | 0.0027793 | 0.00050681 | 0.0074473 | 0.00050681 | 0.00099925 | 0.041461 | 0.041266 | 0.032897 | 0.0136 | 0.032124 | 0.0136 | 0.0136 | 0 | 0.027135 | 0.03139 | 0.031143 | 0.019684 | 0.0098657 | 0.013686 | 0.0083998 | 0.0087745 | 0.010514 | 0.0076879 | 0.0050681 | 0.0050681 | 0.0050681 | 0.0069147 | 0.0069181 | 0.0069147 | 0.0069181 | 0.0069147 | 0.015123 | 0.014642 | 0.0090606 | 0.069709 | 0.0069828 | 0.0069828 | 0.05508 | 0.024975 | 0.13907 | 0.03132 | 0.038604 | 0.013612 | 0.0027875 | 0.0069317 | 0.0082261 | 0.00050681 | 0.0027793 | 0.00050681 | 0.0074473 | 0.00050681 | 0.00099925 | 0.00051366 | 0.038113 | 0.032897 | 0.0070628 | 0.0070628 | 0.0136 | 0.0136 | 0 | 0.027315 | 0.03139 | 0.031143 | 0.019684 | 0.0098657 | 0.013686 | 0.0083998 | 0.0087745 | 0.010514 | 0.0076879 | 0.0050681 | 0.0050681 | 0.0050681 | 0.5075 | 0.50775 | 0.5075 | 0.50775 | 0.5075 | 0.015334 | 0.014841 | 0.0090606 | 0.068637 | 0.0069828 | 0.0069828 | 0.053984 | 0.024975 | 0.13771 | 0.50975 | 0.010659 | 0.00050681 | 0.50275 | 0.50875 | 0.60375 | 0.00050688 | 0.0005005 | 0.5005 | 0.0075156 | 0.00054659 | 0.0005005 | 0.0070628 | 0.51698 | 0.010598 | 0.0069695 | 0.0069695 | 0.0069695 | 0.47045 | 0 | 0.020137 | 0.51025 | 0.51025 | 0.44761 | 0.0050681 | 0.47823 | 0.6165 | 0.644 | 0.77169 | 0.56425 | 0.505 | 0.505 | 0.505 | 0.5075 | 0.50775 | 0.5075 | 0.50775 | 0.5075 | 0.0069816 | 0.0069781 | 0.665 | 0.5125 | 0.5125 | 0.5125 | 0.5125 | 0.5125 | 0.5525 | 0.50975 | 0.010659 | 0.00050681 | 0.50275 | 0.50875 | 0.60375 | 0.00050688 | 0.0005005 | 0.5005 | 0.0075156 | 0.00054659 | 0.0005005 | 0.0070628 | 0.51698 | 0.010598 | 0.0069695 | 0.0069695 | 0.0069695 | 1 | 0 | 0.020137 | 0.51025 | 0.51025 | 0.44761 | 0.0050681 | 0.47823 | 0.6165 | 0.644 | 0.77169 | 0.56425 | 0.505 | 0.505 | 0.505 | 0.5075 | 0.50775 | 0.5075 | 0.50775 | 0.5075 | 0.0069816 | 0.0069781 | 0.665 | 0.5125 | 0.5125 | 0.5125 | 0.5125 | 0.5125 | 0.5525 | 0.025187 | 0.010659 | 0.00050681 | 0.45337 | 0.50875 | 0.60375 | 0.00050688 | 0.0005005 | 0.5005 | 0.0075156 | 0.00054659 | 0.00099923 | 0.0070628 | 0.51698 | 0.010598 | 0.0069695 | 0.0069695 | 0.0069695 | 0.47045 | 0 | 0.020137 | 0.51025 | 0.51025 | 0.44761 | 0.0050681 | 0.47823 | 0.6165 | 0.644 | 0.77169 | 0.56425 | 0.505 | 0.505 | 0.505 | 0.5075 | 0.50775 | 0.5075 | 0.50775 | 0.5075 | 0.0069816 | 0.0069781 | 0.665 | 0.5125 | 0.5125 | 0.5125 | 0.5125 | 0.5125 | 0.5525 | 0.03132 | 0.038604 | 0.013612 | 0.0027875 | 0.0069317 | 0.0082261 | 0.00050681 | 0.0027793 | 0.00050681 | 0.0074473 | 0.00050681 | 0.00099925 | 0.00051366 | 0.038113 | 0.032897 | 0.0070628 | 0.0070628 | 0.0136 | 0.0136 | 0 | 0.027315 | 0.03139 | 0.031143 | 0.019684 | 0.0098657 | 0.013686 | 0.0083998 | 0.0087745 | 0.010514 | 0.0076879 | 0.0050681 | 0.0050681 | 0.0050681 | 0.5075 | 0.50775 | 0.5075 | 0.50775 | 0.5075 | 0.015334 | 0.014841 | 0.0090606 | 0.068637 | 0.0069828 | 0.0069828 | 0.053984 | 0.024975 | 0.13771 | 0.03132 | 0.038604 | 0.013612 | 0.0027875 | 0.0069317 | 0.0082261 | 0.00050681 | 0.0027793 | 0.00050681 | 0.0074473 | 0.00050681 | 0.00099925 | 0.041461 | 0.041266 | 0.032897 | 0.0136 | 0.032124 | 0.0136 | 0.0136 | 0 | 0.027135 | 0.03139 | 0.031143 | 0.019684 | 0.0098657 | 0.013686 | 0.0083998 | 0.0087745 | 0.010514 | 0.0076879 | 0.0050681 | 0.0050681 | 0.0050681 | 0.0069147 | 0.0069181 | 0.0069147 | 0.0069181 | 0.0069147 | 0.015123 | 0.014642 | 0.0090606 | 0.069709 | 0.0069828 | 0.0069828 | 0.05508 | 0.024975 | 0.13907 | 0.039034 | 0.017866 | 0.013605 | 0.0054261 | 0.033259 | 0.25924 | 0.00098651 | 0.00099901 | 0.00098657 | 0.091388 | 0.0020441 | 0.00099848 | 0.027284 | 0.041232 | 0.032905 | 0.013565 | 0.013565 | 0.027243 | 0.013548 | 0 | 0.027268 | 0.031056 | 0.031056 | 0.019516 | 0.0098657 | 0.027585 | 0.22838 | 0.28226 | 0.53247 | 0.12599 | 0.025477 | 0.025477 | 0.0098657 | 0.035786 | 0.043025 | 0.035786 | 0.036529 | 0.035786 | 0.015279 | 0.014789 | 0.32341 | 0.069505 | 0.024587 | 0.024587 | 0.055027 | 0.041365 | 0.13901 | 0.13887 | 0.11635
5: Excess Anchor Loads | 0 | 0 | 0 | 0 | 0 | 0 | 0 | 0 | 0 | 0 | 0 | 0 | 0 | 0 | 0 | 0 | 0 | 0 | 0 | 0 | 0 | 0 | 0 | 0 | 0 | 0 | 0 | 0 | 0 | 0 | 0 | 0 | 0 | 0 | 0 | 0 | 0 | 0 | 0 | 0 | 0 | 0 | 0 | 0 | 0 | 0 | 0 | 0 | 0 | 0 | 0 | 0 | 0 | 0 | 0 | 0 | 0 | 0 | 0 | 0 | 0 | 0 | 0 | 0 | 0 | 0 | 0 | 0 | 0 | 0 | 0 | 0 | 0 | 0 | 0 | 0 | 0 | 0 | 0 | 0 | 0 | 0 | 0 | 0 | 0 | 0 | 0 | 0 | 0 | 0 | 0 | 0 | 0 | 0 | 0 | 0 | 0 | 0 | 0 | 0 | 0 | 0 | 0 | 0 | 0 | 0 | 0 | 0 | 0 | 0 | 0 | 0 | 0 | 0 | 0 | 0 | 0 | 0 | 0 | 0 | 0 | 0 | 0 | 0 | 0 | 0 | 0 | 0 | 0 | 0 | 0 | 0 | 0 | 0 | 0 | 0 | 0 | 0 | 0 | 0 | 0 | 0 | 0 | 0 | 0 | 0 | 0 | 0 | 0 | 0 | 0 | 0 | 0 | 0 | 0 | 0 | 0 | 0 | 0 | 0 | 0 | 0 | 0 | 0 | 0 | 0 | 0 | 0 | 0 | 0 | 0 | 0 | 0 | 0 | 0 | 0 | 0 | 0 | 0 | 0 | 0 | 0 | 0 | 0 | 0 | 0 | 0 | 0 | 0 | 0 | 0 | 0 | 0 | 0 | 0 | 0 | 0 | 0 | 0 | 0 | 0 | 0 | 0 | 0 | 0 | 0 | 0 | 0 | 0 | 0 | 0 | 0 | 0 | 0 | 0 | 0 | 0 | 0 | 0 | 0 | 0 | 0 | 0 | 0 | 0 | 0 | 0 | 0 | 0 | 0 | 0 | 0 | 0 | 0 | 0 | 0 | 0 | 0 | 0 | 0 | 0 | 0 | 0 | 0 | 0 | 0 | 0 | 0 | 0 | 0 | 0 | 0 | 0 | 0 | 1 | 0 | 0 | 0 | 0 | 0 | 0 | 0 | 0 | 0 | 0 | 0 | 0 | 0 | 0 | 0 | 0 | 0 | 0 | 0 | 0 | 0 | 0 | 0 | 0 | 0 | 0 | 0 | 0 | 0 | 0 | 0 | 0 | 0 | 0 | 0 | 0 | 0 | 0 | 0 | 0 | 0 | 0 | 0 | 0 | 0 | 0 | 0 | 0 | 0 | 0 | 0 | 0 | 0 | 0 | 0 | 0 | 0 | 0 | 0 | 0 | 0 | 0 | 0 | 0 | 0 | 0 | 0 | 0 | 0 | 0 | 0 | 0 | 0 | 0 | 0 | 0 | 0 | 0 | 0 | 0 | 0 | 0 | 0 | 0 | 0 | 0 | 0 | 0 | 0 | 0 | 0 | 0 | 0 | 0 | 0 | 0 | 0 | 0 | 0 | 0 | 0 | 0 | 0 | 0 | 0 | 0 | 0 | 0 | 0 | 0 | 0 | 0 | 0 | 0 | 0 | 0 | 0 | 0 | 0 | 0 | 0 | 0 | 0 | 0 | 0 | 0 | 0 | 0 | 0 | 0 | 0 | 0 | 0 | 0 | 0 | 0 | 0 | 0 | 0 | 0 | 0 | 0 | 0 | 0 | 0 | 0 | 0 | 0 | 0 | 0 | 0 | 0 | 0 | 0 | 0 | 0 | 0 | 0 | 0 | 0 | 0 | 0 | 0 | 0 | 0 | 0 | 0 | 0 | 0 | 0 | 0 | 0 | 0 | 0 | 0 | 0 | 0 | 0 | 0 | 0 | 0 | 0 | 0 | 0 | 0 | 0 | 0 | 0 | 0 | 0 | 0 | 0 | 0 | 0 | 0 | 0 | 0 | 0 | 0 | 0 | 0 | 0 | 0 | 0 | 0 | 0 | 0 | 0 | 0 | 0 | 0 | 0 | 0 | 0 | 0 | 0.0021277 | 0.0021277
5: Anchor dragging | 0.029771 | 0.067841 | 0.013605 | 0.0054261 | 0.017239 | 0.20339 | 0.00098657 | 0.0039804 | 0.00098657 | 0.091392 | 0.00098657 | 0.00099901 | 0.042091 | 0.041698 | 0.032341 | 0.013548 | 0.048059 | 0.013548 | 0.013548 | 0 | 0.02702 | 0.055539 | 0.055079 | 0.019516 | 0.0098657 | 0.020879 | 0.22838 | 0.28227 | 0.53247 | 0.12599 | 0.0098657 | 0.0098657 | 0.0098657 | 0.014789 | 0.015279 | 0.014789 | 0.015279 | 0.014789 | 0.014989 | 0.014516 | 0.32342 | 0.091555 | 0.024587 | 0.024587 | 0.066527 | 0.024963 | 0.14946 | 0.02977 | 0.067856 | 0.013605 | 0.0054274 | 0.017244 | 0.20349 | 0.00098681 | 0.003981 | 0.00098681 | 0.091434 | 0.00098681 | 0.00099901 | 0.027271 | 0.04836 | 0.032341 | 0.027375 | 0.013385 | 0.013549 | 0.013549 | 0 | 0.02727 | 0.055551 | 0.055091 | 0.019516 | 0.0098657 | 0.020883 | 0.22849 | 0.2824 | 0.53273 | 0.12605 | 0.0098681 | 0.0098681 | 0.0098681 | 0.028953 | 0.029699 | 0.028953 | 0.029699 | 0.028953 | 0.015281 | 0.014791 | 0.32357 |  | 0.024596 | 0.024596 | 0.068791 | 0.024963 | 0.15227 | 0.038495 | 0.017862 | 0.013605 | 0.0054261 | 0.026632 | 0.25402 | 0.00098973 | 0.00099901 | 0.00098657 | 0.091951 | 0.000916 | 0.00099904 | 0.026983 | 0.041255 | 0.032904 | 0.013609 | 0.013609 | 0.013564 | 0.013548 | 0 | 0.027268 | 0.031113 | 0.031113 | 0.019516 | 0.0098657 | 0.025167 | 0.22838 | 0.28226 | 0.53247 | 0.12599 | 0.020212 | 0.020212 | 0.0098657 | 0.029116 | 0.036468 | 0.029116 | 0.02986 | 0.029116 | 0.015279 | 0.014789 | 0.32341 | 0.069565 | 0.024587 | 0.024587 | 0.055062 | 0.04086 | 0.13905 | 0.03132 | 0.11836 | 0.013117 | 0.0027875 | 0.0069317 | 0.0082261 | 0.038207 | 0.00098973 | 0.00050681 | 0.54659 | 0.00050681 | 0.00099925 | 0.034357 | 0.033549 | 0.030794 | 0.0069781 | 0.02075 | 0.0069781 | 0.0069781 | 0 | 0.027217 | 0.12273 | 0.1225 | 0.019684 | 0.0098681 | 0.013686 | 0.0083998 | 0.0087745 | 0.010514 | 0.0076879 | 0.0050681 | 0.0050681 | 0.0050681 | 0.0069147 | 0.50775 | 0.0069147 | 0.0069181 | 0.5075 | 0.015219 | 0.014733 | 0.0090606 | 0.024185 | 0.0069828 | 0.0069828 | 0.024185 | 0.024975 | 0.10038 | 0.058565 | 0.018532 | 0.013612 | 0.0027875 | 0.50875 | 0.60375 | 0.00050688 | 0.00099925 | 0.00050681 | 0.0075156 | 0.039206 | 0.00097994 | 0.00051366 | 0.037821 | 0.033101 | 0.0069695 | 0.0069695 | 0.013609 | 0.471 | 0 | 0.027316 | 0.022548 | 0.022548 | 0.019684 | 0.0098657 | 0.22307 | 0.0083998 | 0.0087745 | 0.010514 | 0.0076879 | 0.39419 | 0.39419 | 0.0050681 | 0.5075 | 0.50775 | 0.5075 | 0.50775 | 0.5075 | 0.015335 | 0.014842 | 0.0090606 | 0.060511 | 0.0069828 | 0.0069828 | 0.049815 | 0.054926 | 0.1339 | 0.11482 | 0.11463 | 0.00050681 | 0.0027775 | 0.50875 | 0.60375 | 0.00051025 | 0.5005 | 0.000505 | 0.54659 | 0.06789 | 0.00096562 | 0.0070628 | 0.0071085 | 0.0071085 | 0.0069695 | 0.0069695 | 0.50688 | 0.0069816 | 0 | 1 | 0.010598 | 0.010598 | 0.51 | 0.0050681 | 0.0060375 | 0.6165 | 0.644 | 0.77169 | 0.56425 | 0.0050688 | 0.0050688 | 0.37335 | 0.5075 | 0.0069816 | 0.5075 | 0.50775 | 0.0069781 | 0.0069816 | 0.0069781 | 0.665 | 0.012925 | 0.012925 | 0.012925 | 0.012925 | 0.010506 | 0.018767 | 0.076172 | 0.018532 | 0.00050681 | 0.40099 | 0.00050875 | 0.00060375 | 0.00051025 | 0.0005005 | 0.5005 | 0.0075156 | 0.076871 | 0.00096114 | 0.51366 | 0.00051698 | 0.010598 | 0.00050688 | 0.00050688 | 0.0069695 | 0.47045 | 0 | 0.020137 | 0.00051025 | 0.00051025 | 0.39148 | 0.0050681 | 0.47823 | 0.6165 | 0.644 | 0.77169 | 0.56425 | 0.505 | 0.505 | 0.505 | 0.5075 | 0.50775 | 0.5075 | 0.50775 | 0.5075 | 0.0069816 | 0.0069781 | 0.665 | 0.5125 | 0.5125 | 0.5125 | 0.5125 | 0.010506 | 0.5525 | 0.03132 | 0.11836 | 0.013117 | 0.0027875 | 0.0069317 | 0.0082261 | 0.038207 | 0.00098973 | 0.00050681 | 0.54659 | 0.00050681 | 0.00099925 | 0.00051366 | 0.033549 | 0.030794 | 0.0069781 | 0.26551 | 0.0069781 | 0.0069781 | 0 | 0.025452 | 0.12273 | 0.1225 | 0.019684 | 0.0098681 | 0.013686 | 0.0083998 | 0.0087745 | 0.010514 | 0.0076879 | 0.0050681 | 0.0050681 | 0.0050681 | 0.5075 | 0.50775 | 0.5075 | 0.50775 | 0.5075 | 0.01316 | 0.012794 | 0.0090606 | 0.024185 | 0.0069828 | 0.0069828 | 0.024185 | 0.024975 | 0.10038 | 0.03132 | 0.038604 | 0.013612 | 0.0027875 | 0.0069317 | 0.0082261 | 0.00050681 | 0.0022757 | 0.00050681 | 0.0074473 | 0.00050681 | 0.00099925 | 0.026983 | 0.04127 | 0.032897 | 0.013609 | 0.013609 | 0.033104 | 0.026433 | 0 | 0.027268 | 0.03139 | 0.031143 | 0.019684 | 0.0098657 | 0.013686 | 0.0083998 | 0.0087745 | 0.010514 | 0.0076879 | 0.0050681 | 0.0050681 | 0.0050681 | 0.0069147 | 0.0069181 | 0.0069147 | 0.0069181 | 0.0069147 | 0.015279 | 0.014789 | 0.0090606 | 0.069711 | 0.0069828 | 0.0069828 | 0.055082 | 0.024975 | 0.13907 | 0.02977 | 0.067856 | 0.013605 | 0.0054274 | 0.017244 | 0.20349 | 0.00098681 | 0.0039815 | 0.00098681 | 0.091434 | 0.00098681 | 0.00099901 | 0.027284 | 0.041619 | 0.032341 | 0.013385 | 0.013385 | 0.013562 | 0.013562 | 0 | 0.02727 | 0.055551 | 0.055091 | 0.019516 | 0.0098657 | 0.020883 | 0.22849 | 0.2824 | 0.53273 | 0.12605 | 0.0098681 | 0.0098681 | 0.0098681 | 0.028956 | 0.029703 | 0.028956 | 0.029703 | 0.028956 | 0.015281 | 0.014791 | 0.32357 |  | 0.024596 | 0.024596 | 0.066506 | 0.024963 | 0.14943 | 0.1015 | 0.058447
5: Change in cable profile | 0.029771 |  | 0.013605 | 0.0054261 | 0.017239 | 0.20339 | 0.00098657 |  | 0.00098657 | 0.091392 | 0.00098657 | 0.00099901 | 0.027271 | 0.047957 | 0.032341 | 0.02654 | 0.013385 | 0.013561 | 0.013561 | 0 | 0.02727 | 0.055539 | 0.055079 | 0.019516 | 0.0098657 | 0.020879 | 0.22838 | 0.28226 | 0.53247 | 0.12599 | 0.0098657 | 0.0098657 | 0.0098657 | 0.029191 | 0.029937 | 0.029191 | 0.029937 | 0.029191 | 0.015281 | 0.014791 | 0.32342 |  | 0.024587 | 0.024587 |  | 0.024963 |  | 0.029771 | 0.067841 | 0.013605 | 0.0054261 | 0.017239 | 0.20339 | 0.00098657 | 0.0034716 | 0.00098657 | 0.091392 | 0.00098657 | 0.00099901 | 0.028666 | 0.034946 | 0.032341 | 0.062631 | 0.035106 | 0.040697 | 0.040697 | 0 | 0.027113 | 0.055539 | 0.055079 | 0.019516 | 0.0098657 | 0.020879 | 0.22838 | 0.28226 | 0.53247 | 0.12599 | 0.0098657 | 0.0098657 | 0.0098657 | 0.014789 | 0.015279 | 0.014789 | 0.015279 | 0.014789 | 0.015098 | 0.014619 | 0.32341 | 0.089371 | 0.024587 | 0.024587 | 0.064239 | 0.024963 | 0.14662 | 0.02975 | 0.061796 | 0.013608 | 0.0054612 | 0.017375 | 0.20599 | 0.00075962 | 0.0038813 | 0.00099294 | 0.051713 | 0.00099294 | 0.000999 | 0.027284 | 0.15756 | 0.032449 | 0.25417 | 0.25417 | 0.013574 | 0.013574 | 0 | 0.025534 | 0.050872 | 0.050407 | 0.019514 | 0.0098657 | 0.020978 | 0.2313 | 0.2859 | 0.5394 | 0.12756 | 0.0099294 | 0.0099294 | 0.0099294 | 0.022841 | 0.023594 | 0.022841 | 0.023594 | 0.022841 | 0.013255 | 0.012884 | 0.32759 |  | 0.024821 | 0.024821 |  | 0.024963 |  | 0.03132 | 0.038604 | 0.013612 | 0.0027875 | 0.0069317 | 0.0082261 | 0.00050681 | 0.0022757 | 0.00050681 | 0.0074473 | 0.00050681 | 0.00099925 | 0.51366 | 0.034483 | 0.032897 | 0.5068 | 0.018784 | 0.48021 | 0.48021 | 0 | 0.027231 | 0.03139 | 0.031143 | 0.019684 | 0.0098657 | 0.013686 | 0.0083998 | 0.0087745 | 0.010514 | 0.0076879 | 0.0050681 | 0.0050681 | 0.0050681 | 0.0069147 | 0.0069181 | 0.0069147 | 0.0069181 | 0.0069147 | 0.015235 | 0.014748 | 0.0090606 | 0.067402 | 0.0069828 | 0.0069828 | 0.052723 | 0.024975 | 0.13614 | 0.03132 | 0.038614 | 0.00050681 | 0.0027875 | 0.0069317 | 0.0082261 | 0.00050688 | 0.5005 | 0.00050681 | 0.0075156 | 0.00050681 | 0.00099925 | 0.00051366 | 0.51698 | 0.021873 | 0.50688 | 0.50688 | 0.48806 | 0.46824 | 0 | 0.023708 | 0.51025 | 0.51025 | 0.019684 | 0.0099294 | 0.013686 | 0.0083998 | 0.0087745 | 0.010514 | 0.0076879 | 0.0050681 | 0.0050681 | 0.0050681 | 0.5075 | 0.50775 | 0.5075 | 0.50775 | 0.5075 | 0.01113 | 0.010883 | 0.0090606 | 0.44068 | 0.0069828 | 0.0069828 | 0.36486 | 0.024975 | 0.44721 | 0.033846 | 0.34767 | 0.00050681 | 0.0027875 | 0.50875 | 0.015094 | 0.00051025 | 0.0005005 | 0.5005 | 0.54659 | 0.00050681 | 0.00099925 | 0.51366 | 0.010598 | 0.010598 | 0.0071085 | 0.50687 | 0.50687 | 0.50687 | 0 | 0.50687 | 1 | 0.01046 | 0.01025 | 0.0050681 | 0.0060375 | 0.0083998 | 0.0087745 | 0.010514 | 0.0076879 | 0.505 | 0.505 | 0.0050681 | 0.0077548 | 0.0080133 | 0.0077548 | 0.0080133 | 0.0077548 | 0.0069816 | 0.0069781 | 0.013633 | 0.010506 | 0.010506 | 0.010506 | 0.5125 | 0.010506 | 0.5525 | 0.065918 | 0.36991 | 0.00050681 | 0.40099 | 0.00050875 | 0.00060375 | 0.00051025 | 0.0005005 | 0.5005 | 0.54659 | 0.072908 | 0.00096312 | 0.51366 | 0.00051698 | 0.010598 | 0.00050688 | 0.00050688 | 0.0069695 | 0.47045 | 0 | 0.020137 | 0.00051025 | 0.00051025 | 0.39148 | 0.0050681 | 0.47823 | 0.6165 | 0.644 | 0.77169 | 0.56425 | 0.505 | 0.505 | 0.505 | 0.5075 | 0.50775 | 0.5075 | 0.50775 | 0.5075 | 0.0069816 | 0.0069781 | 0.665 | 0.5125 | 0.5125 | 0.5125 | 0.5125 | 0.010506 | 0.5525 | 0.03132 | 0.038604 | 0.013612 | 0.0027875 | 0.0069317 | 0.0082261 | 0.00050681 | 0.0022757 | 0.00050681 | 0.0074473 | 0.00050681 | 0.00099925 | 0.00051366 | 0.038113 | 0.032897 | 0.0070628 | 0.0070628 | 0.50547 | 0.50526 | 0 | 0.027315 | 0.03139 | 0.031143 | 0.019684 | 0.0098657 | 0.013686 | 0.0083998 | 0.0087745 | 0.010514 | 0.0076879 | 0.0050681 | 0.0050681 | 0.0050681 | 0.5075 | 0.50775 | 0.5075 | 0.50775 | 0.5075 | 0.015334 | 0.014841 | 0.0090606 | 0.068637 | 0.0069828 | 0.0069828 | 0.053984 | 0.024975 | 0.13771 | 0.03132 | 0.038604 | 0.013612 | 0.0027875 | 0.0069317 | 0.0082261 | 0.00050681 | 0.0022757 | 0.00050681 | 0.0074473 | 0.00050681 | 0.00099925 | 0.028077 | 0.034483 | 0.032897 | 0.032037 | 0.018784 | 0.026433 | 0.026433 | 0 | 0.027231 | 0.03139 | 0.031143 | 0.019684 | 0.0098657 | 0.013686 | 0.0083998 | 0.0087745 | 0.010514 | 0.0076879 | 0.0050681 | 0.0050681 | 0.0050681 | 0.0069147 | 0.0069181 | 0.0069147 | 0.0069181 | 0.0069147 | 0.015235 | 0.014748 | 0.0090606 | 0.067402 | 0.0069828 | 0.0069828 | 0.052723 | 0.024975 | 0.13614 | 0.029771 | 0.067841 | 0.013605 | 0.0054261 | 0.017239 | 0.20339 | 0.00098657 | 0.0039804 | 0.00098657 | 0.091392 | 0.00098657 | 0.00099901 | 0.027284 | 0.041619 | 0.032341 | 0.013385 | 0.013385 | 0.013548 | 0.013548 | 0 | 0.02727 | 0.055539 | 0.055079 | 0.019516 | 0.0098657 | 0.020879 | 0.22838 | 0.28226 | 0.53247 | 0.12599 | 0.0098657 | 0.0098657 | 0.0098657 | 0.029196 | 0.029942 | 0.029196 | 0.029942 | 0.029196 | 0.015281 | 0.014791 | 0.32341 | 0.09153 | 0.024587 | 0.024587 | 0.066501 | 0.024963 | 0.14943 | 0.10585 | 0.11335
5: Excessive load on cable | 0.029771 | 0.067841 | 0.013605 | 0.0054261 | 0.017239 | 0.20339 | 0.00098657 | 0.0039804 | 0.00098657 | 0.091392 | 0.00098657 | 0.00099901 | 0.027271 | 0.041619 | 0.032341 | 0.013385 | 0.013385 | 0.013548 | 0.013548 | 0 | 0.02727 | 0.055539 | 0.055079 | 0.019516 | 0.0098657 | 0.020879 | 0.22838 | 0.28227 | 0.53247 | 0.12599 | 0.0098657 | 0.0098657 | 0.0098657 | 0.029189 | 0.029936 | 0.029189 | 0.029936 | 0.029189 | 0.015281 | 0.014791 | 0.32342 | 0.09153 | 0.024587 | 0.024587 | 0.066501 | 0.024963 | 0.14943 | 0.02975 | 0.068236 | 0.013605 | 0.0054612 | 0.017375 | 0.20599 | 0.00099294 | 0.0034875 | 0.00099294 | 0.092507 | 0.00099294 | 0.000999 | 0.028297 | 0.034952 | 0.032334 | 0.056649 | 0.028632 | 0.040884 | 0.040884 | 0 | 0.02716 | 0.055862 | 0.055399 | 0.019514 | 0.0098657 | 0.020978 | 0.2313 | 0.2859 | 0.5394 | 0.12756 | 0.0099294 | 0.0099294 | 0.0099294 | 0.014894 | 0.01539 | 0.014894 | 0.01539 | 0.014894 | 0.015153 | 0.01467 | 0.32759 | 0.089661 | 0.024821 | 0.024821 | 0.064393 | 0.024963 | 0.14676 | 0.02975 | 0.068236 | 0.013605 | 0.0054612 | 0.017375 | 0.20599 | 0.00099294 | 0.0039963 | 0.00099294 | 0.092507 | 0.00099294 | 0.000999 | 0.00051366 | 0.041709 | 0.032334 | 0.013559 | 0.013559 | 0.013548 | 0.013548 | 0 | 0.027268 | 0.055862 | 0.055399 | 0.019514 | 0.0098657 | 0.020978 | 0.2313 | 0.2859 | 0.5394 | 0.12756 | 0.0099294 | 0.0099294 | 0.0099294 | 0.015651 | 0.016164 | 0.015651 | 0.016164 | 0.015651 | 0.015279 | 0.01479 | 0.32759 | 0.091845 | 0.024821 | 0.024821 | 0.066682 | 0.024963 | 0.1496 | 0.03132 | 0.038604 | 0.00050681 | 0.0027875 | 0.0069317 | 0.0082261 | 0.00050681 | 0.5005 | 0.00050681 | 0.0074473 | 0.00050681 | 0.00099925 | 0.51366 | 0.51698 | 0.021873 | 0.50687 | 0.50688 | 0.026433 | 0.026433 | 0 | 0.023708 | 0.51025 | 0.51025 | 0.019684 | 0.0099294 | 0.47823 | 0.0083998 | 0.0087745 | 0.010514 | 0.0076879 | 0.0050681 | 0.0050681 | 0.0050681 | 0.0069147 | 0.0069181 | 0.0069147 | 0.0069181 | 0.0069147 | 0.01113 | 0.010883 | 0.0090606 | 0.44068 | 0.0069828 | 0.0069828 | 0.36486 | 0.024975 | 0.44721 | 0.03132 | 0.038604 | 0.00050681 | 0.0027875 | 0.0069317 | 0.0082261 | 0.00050681 | 0.5005 | 0.00050681 | 0.0074473 | 0.00050681 | 0.00099925 | 0.00051366 | 0.51698 | 0.021873 | 0.0070628 | 0.0070628 | 0.46928 | 0.46824 | 0 | 0.027315 | 0.51025 | 0.51025 | 0.019684 | 0.0099294 | 0.47823 | 0.0083998 | 0.0087745 | 0.010514 | 0.0076879 | 0.0050681 | 0.0050681 | 0.0050681 | 0.5075 | 0.50775 | 0.5075 | 0.50775 | 0.5075 | 0.015334 | 0.014841 | 0.0090606 | 0.44068 | 0.0069828 | 0.0069828 | 0.36486 | 0.024975 | 0.44721 | 0.033846 | 0.50975 | 0.00050681 | 0.0027875 | 0.00050875 | 0.60375 | 0.00051025 | 0.0005005 | 0.5005 | 0.54659 | 0.00050681 | 0.00099925 | 0.00051366 | 0.00051698 | 0.010598 | 0.00050688 | 0.00050688 | 0.0069695 | 0.47045 | 0 | 0.020137 | 0.51025 | 1 | 0.51 | 0.0050681 | 0.47823 | 0.0083998 | 0.0087745 | 0.010514 | 0.0076879 | 0.505 | 0.505 | 0.0050681 | 0.5075 | 0.50775 | 0.5075 | 0.50775 | 0.5075 | 0.0069816 | 0.0069781 | 0.013633 | 0.010506 | 0.010506 | 0.010506 | 0.010506 | 0.010506 | 0.011326 | 0.065918 | 0.36991 | 0.00050681 | 0.40099 | 0.00050875 | 0.00060375 | 0.00051025 | 0.0005005 | 0.5005 | 0.54659 | 0.072908 | 0.00096312 | 0.51366 | 0.00051698 | 0.010598 | 0.00050688 | 0.00050688 | 0.0069695 | 0.47045 | 0 | 0.020137 | 0.00051025 | 0.00051025 | 0.39148 | 0.0050681 | 0.47823 | 0.6165 | 0.644 | 0.77169 | 0.56425 | 0.505 | 0.505 | 0.505 | 0.5075 | 0.50775 | 0.5075 | 0.50775 | 0.5075 | 0.0069816 | 0.0069781 | 0.665 | 0.5125 | 0.5125 | 0.5125 | 0.5125 | 0.010506 | 0.5525 | 0.03132 | 0.038604 | 0.00050681 | 0.0027875 | 0.0069317 | 0.0082261 | 0.00050681 | 0.5005 | 0.00050681 | 0.0074473 | 0.00050681 | 0.00099925 | 0.00051366 | 0.51698 | 0.021873 | 0.0070628 | 0.0070628 | 0.46928 | 0.46824 | 0 | 0.027315 | 0.51025 | 0.51025 | 0.019684 | 0.0099294 | 0.47823 | 0.0083998 | 0.0087745 | 0.010514 | 0.0076879 | 0.0050681 | 0.0050681 | 0.0050681 | 0.5075 | 0.50775 | 0.5075 | 0.50775 | 0.5075 | 0.015334 | 0.014841 | 0.0090606 | 0.44068 | 0.0069828 | 0.0069828 | 0.36486 | 0.024975 | 0.44721 | 0.03132 | 0.038604 | 0.013612 | 0.0027875 | 0.0069317 | 0.0082261 | 0.00050681 | 0.0022757 | 0.00050681 | 0.0074473 | 0.00050681 | 0.00099925 | 0.51366 | 0.034483 | 0.032897 | 0.032037 | 0.018784 | 0.026433 | 0.026433 | 0 | 0.027231 | 0.03139 | 0.031143 | 0.019684 | 0.0098657 | 0.013686 | 0.0083998 | 0.0087745 | 0.010514 | 0.0076879 | 0.0050681 | 0.0050681 | 0.0050681 | 0.0069147 | 0.0069181 | 0.0069147 | 0.0069181 | 0.0069147 | 0.015235 | 0.014748 | 0.0090606 | 0.067402 | 0.0069828 | 0.0069828 | 0.052723 | 0.024975 | 0.13614 | 0.02975 | 0.068236 | 0.013605 | 0.0054612 | 0.017375 | 0.20599 | 0.00099294 | 0.0039963 | 0.00099294 | 0.092507 | 0.00099294 | 0.000999 | 0.027284 | 0.041625 | 0.032334 | 0.013385 | 0.013385 | 0.013548 | 0.013548 | 0 | 0.02727 | 0.055862 | 0.055399 | 0.019514 | 0.0098657 | 0.020978 | 0.2313 | 0.2859 | 0.5394 | 0.12756 | 0.0099294 | 0.0099294 | 0.0099294 | 0.022841 | 0.023594 | 0.022841 | 0.023594 | 0.022841 | 0.015281 | 0.014791 | 0.32759 | 0.091818 | 0.024821 | 0.024821 | 0.066654 | 0.024963 | 0.14957 | 0.11974 | 0.11299
5: Array cable: Loss of connectivity | 0.029771 | 0.067841 | 0.013605 | 0.0054261 | 0.017239 | 0.20339 | 0.00098657 | 0.0039804 | 0.00098657 | 0.091392 | 0.00098657 | 0.00099901 | 0.048125 | 0.041698 | 0.032341 | 0.013548 | 0.048071 | 0.013548 | 0.013548 | 0 | 0.02702 | 0.055539 | 0.055079 | 0.019516 | 0.0098657 | 0.020879 | 0.22838 | 0.28227 | 0.53247 | 0.12599 | 0.0098657 | 0.0098657 | 0.0098657 | 0.014789 | 0.015279 | 0.014789 | 0.015279 | 0.014789 | 0.014989 | 0.014516 | 0.32342 | 0.091555 | 0.024587 | 0.024587 | 0.066527 | 0.024963 | 0.14946 | 0.029771 | 0.067841 | 0.013605 | 0.0054262 | 0.017239 | 0.2034 | 0.00098657 | 0.0039825 | 0.00098657 | 0.091393 | 0.00098657 | 0.00099901 | 0.027271 | 0.047526 | 0.032341 | 0.025636 | 0.013385 | 0.013574 | 0.013574 | 0 | 0.02727 | 0.055539 | 0.055079 | 0.019516 | 0.0098657 | 0.020879 | 0.22838 | 0.28227 | 0.53248 | 0.12599 | 0.0098657 | 0.0098657 | 0.0098657 | 0.029186 | 0.029932 | 0.029186 | 0.029932 | 0.029186 | 0.015281 | 0.014791 | 0.32342 | 0.093441 | 0.024587 | 0.024587 | 0.068503 | 0.024963 | 0.15191 | 0.028893 | 0.017862 | 0.013605 | 0.016621 | 0.026632 | 0.25402 | 0.00098973 | 0.00099901 | 0.0035244 | 0.091951 | 0.000916 | 0.00099904 | 0.026983 | 0.041255 | 0.032904 | 0.013609 | 0.013609 | 0.013564 | 0.085786 | 0 | 0.027268 | 0.031113 | 0.031113 | 0.10435 | 0.0098657 | 0.025167 | 0.25385 | 0.30843 | 0.56184 | 0.15016 | 0.020212 | 0.020212 | 0.02043 | 0.029116 | 0.036468 | 0.029116 | 0.02986 | 0.029116 | 0.015279 | 0.014789 | 0.38175 | 0.069565 | 0.082211 | 0.082211 | 0.055062 | 0.04086 | 0.13905 | 0.02975 | 0.069491 | 0.013598 | 0.0054612 | 0.017375 | 0.20599 | 0.0015143 | 0.00098973 | 0.00099294 | 0.10045 | 0.00099294 | 0.000999 | 0.51366 | 0.0071085 | 0.032235 | 0.0069781 | 0.50688 | 0.0069781 | 0.0069781 | 0 | 0.023708 | 0.060141 | 0.059681 | 0.019514 | 0.0098657 | 0.020978 | 0.2313 | 0.2859 | 0.5394 | 0.12756 | 0.0099294 | 0.0099294 | 0.0099294 | 0.014894 | 0.0069816 | 0.014894 | 0.01539 | 0.0069781 | 0.01113 | 0.010883 | 0.32759 | 0.024493 | 0.024821 | 0.024821 | 0.024493 | 0.024963 | 0.10262 | 0.02975 | 0.054819 | 0.013612 | 0.0054612 | 0.017375 | 0.20599 | 0.00050688 | 0.0032457 | 0.00099294 | 0.0075156 | 0.00099294 | 0.000999 | 0.00051366 | 0.27928 | 0.032573 | 0.50687 | 0.50687 | 0.27782 | 0.042213 | 0 | 0.023708 | 0.045464 | 0.044996 | 0.019514 | 0.0098657 | 0.020978 | 0.2313 | 0.2859 | 0.5394 | 0.12756 | 0.0099294 | 0.0099294 | 0.0099294 | 0.015651 | 0.016164 | 0.015651 | 0.016164 | 0.015651 | 0.01113 | 0.010883 | 0.32759 |  | 0.024821 | 0.024821 |  | 0.024963 |  | 0.50975 | 0.010659 | 0.00050681 | 0.0027775 | 0.008925 | 0.012075 | 0.00051025 | 0.09951 | 0.000505 | 0.0095654 | 0.00054659 | 0.0005005 | 0.51366 | 0.51698 | 0.010598 | 0.0075156 | 0.0075156 | 0.0069695 | 0.50687 | 0 | 0.50687 | 0.011205 | 0.011205 | 1 | 0.0099294 | 0.47823 | 0.6165 | 0.644 | 0.77169 | 0.56425 | 0.0054659 | 0.0054659 | 0.000505 | 0.5075 | 0.50775 | 0.5075 | 0.50775 | 0.5075 | 0.0069816 | 0.0069781 | 0.665 | 0.5125 | 0.5125 | 0.5125 | 0.010506 | 0.5125 | 0.011326 | 0.034606 | 0.14052 | 0.00050681 | 0.0057603 | 0.00050875 | 0.00060375 | 0.00051025 | 0.0005005 | 0.0012976 | 0.54659 | 0.0010473 | 0.00099898 | 0.51366 | 0.00051698 | 0.033608 | 0.00050688 | 0.00050688 | 0.013652 | 0.25784 | 0 | 0.027362 | 0.00051025 | 0.00051025 | 0.062625 | 0.0099294 | 0.011535 | 0.23581 | 0.29135 | 0.54924 | 0.13027 | 0.010695 | 0.010695 | 0.010473 | 0.15851 | 0.16502 | 0.15851 | 0.16377 | 0.15851 | 0.015389 | 0.014893 | 0.34198 | 0.026393 | 0.027023 | 0.027023 | 0.026007 | 0.024736 | 0.10787 | 0.02975 | 0.069491 | 0.013598 | 0.0054612 | 0.017375 | 0.20599 | 0.0015143 | 0.00098973 | 0.00099294 | 0.10045 | 0.00099294 | 0.000999 | 0.00051366 | 0.0071085 | 0.032235 | 0.0069781 | 0.50687 | 0.0069781 | 0.0069781 | 0 | 0.023708 | 0.060141 | 0.059681 | 0.019514 | 0.0098657 | 0.020978 | 0.2313 | 0.2859 | 0.5394 | 0.12756 | 0.0099294 | 0.0099294 | 0.0099294 | 0.015651 | 0.50775 | 0.015651 | 0.016164 | 0.5075 | 0.01113 | 0.010883 | 0.32759 | 0.024493 | 0.024821 | 0.024821 | 0.024493 | 0.024963 | 0.10262 | 0.02975 | 0.068149 | 0.013605 | 0.0054612 | 0.017375 | 0.20599 | 0.00098973 | 0.0034859 | 0.00099294 | 0.091951 | 0.00099294 | 0.000999 | 0.026983 | 0.041736 | 0.032335 | 0.013609 | 0.013609 | 0.047381 | 0.040884 | 0 | 0.027268 | 0.055794 | 0.055331 | 0.019514 | 0.0098657 | 0.020978 | 0.2313 | 0.2859 | 0.5394 | 0.12756 | 0.0099294 | 0.0099294 | 0.0099294 | 0.014894 | 0.01539 | 0.014894 | 0.01539 | 0.014894 | 0.015279 | 0.014789 | 0.32759 | 0.091793 | 0.024821 | 0.024821 | 0.066659 | 0.024963 | 0.14958 | 0.029771 | 0.067841 | 0.013605 | 0.0054262 | 0.017239 | 0.2034 | 0.00098657 | 0.0039825 | 0.00098657 | 0.091393 | 0.00098657 | 0.00099901 | 0.027271 | 0.047526 | 0.032341 | 0.025636 | 0.013385 | 0.013574 | 0.013574 | 0 | 0.02727 | 0.055539 | 0.055079 | 0.019516 | 0.0098657 | 0.020879 | 0.22838 | 0.28227 | 0.53248 | 0.12599 | 0.0098657 | 0.0098657 | 0.0098657 | 0.029186 | 0.029932 | 0.029186 | 0.029932 | 0.029186 | 0.015281 | 0.014791 | 0.32342 | 0.093441 | 0.024587 | 0.024587 | 0.068503 | 0.024963 | 0.15191 | 0.091511 | 0.086825
5: Substation/grid interruption | 0.029771 | 0.067841 | 0.013605 | 0.0054261 | 0.017239 | 0.20339 | 0.00098657 | 0.0039804 | 0.00098657 | 0.091392 | 0.00098657 | 0.00099901 | 0.048125 | 0.041698 | 0.032341 | 0.013548 | 0.048071 | 0.013548 | 0.013548 | 0 | 0.02702 | 0.055539 | 0.055079 | 0.019516 | 0.0098657 | 0.020879 | 0.22838 | 0.28227 | 0.53247 | 0.12599 | 0.0098657 | 0.0098657 | 0.0098657 | 0.014789 | 0.015279 | 0.014789 | 0.015279 | 0.014789 | 0.014989 | 0.014516 | 0.32342 | 0.091555 | 0.024587 | 0.024587 | 0.066527 | 0.024963 | 0.14946 | 0.029771 | 0.067841 | 0.013605 | 0.0054262 | 0.017239 | 0.2034 | 0.00098657 | 0.0039825 | 0.00098657 | 0.091393 | 0.00098657 | 0.00099901 | 0.027271 | 0.047526 | 0.032341 | 0.025636 | 0.013385 | 0.013574 | 0.013574 | 0 | 0.02727 | 0.055539 | 0.055079 | 0.019516 | 0.0098657 | 0.020879 | 0.22838 | 0.28227 | 0.53248 | 0.12599 | 0.0098657 | 0.0098657 | 0.0098657 | 0.029186 | 0.029932 | 0.029186 | 0.029932 | 0.029186 | 0.015281 | 0.014791 | 0.32342 | 0.093441 | 0.024587 | 0.024587 | 0.068503 | 0.024963 | 0.15191 | 0.028893 | 0.017862 | 0.013605 | 0.016621 | 0.026632 | 0.25402 | 0.00098973 | 0.00099901 | 0.0035244 | 0.091951 | 0.000916 | 0.00099904 | 0.026983 | 0.041255 | 0.032904 | 0.013609 | 0.013609 | 0.013564 | 0.085786 | 0 | 0.027268 | 0.031113 | 0.031113 |  | 0.0098657 | 0.025167 | 0.25385 | 0.30843 | 0.56184 | 0.15016 | 0.020212 | 0.020212 | 0.02043 | 0.029116 | 0.036468 | 0.029116 | 0.02986 | 0.029116 | 0.015279 | 0.014789 | 0.38175 | 0.069565 | 0.082211 | 0.082211 | 0.055062 | 0.04086 | 0.13905 | 0.02975 | 0.069491 | 0.013598 | 0.0054612 | 0.017375 | 0.20599 | 0.0015143 | 0.00098973 | 0.00099294 | 0.10045 | 0.00099294 | 0.000999 | 0.51366 | 0.0071085 | 0.032235 | 0.0069781 | 0.50687 | 0.0069781 | 0.0069781 | 0 | 0.023708 | 0.060141 | 0.059681 | 0.019514 | 0.0098657 | 0.020978 | 0.2313 | 0.2859 | 0.5394 | 0.12756 | 0.0099294 | 0.0099294 | 0.0099294 | 0.014894 | 0.0069816 | 0.014894 | 0.01539 | 0.0069781 | 0.01113 | 0.010883 | 0.32759 | 0.024493 | 0.024821 | 0.024821 | 0.024493 | 0.024963 | 0.10262 | 0.02975 | 0.054819 | 0.013612 | 0.0054612 | 0.017375 | 0.20599 | 0.00050688 | 0.0032457 | 0.00099294 | 0.0075156 | 0.00099294 | 0.000999 | 0.00051366 |  | 0.010598 | 0.50687 | 0.50687 | 0.27782 | 0.042213 | 0 |  |  |  | 0.019514 | 0.0098657 | 0.020978 | 0.2313 | 0.2859 | 0.5394 | 0.12756 | 0.0099294 | 0.0099294 | 0.0099294 | 0.015651 | 0.016164 | 0.015651 | 0.016164 | 0.015651 | 0.01113 | 0.010883 | 0.32759 | 0.48141 | 0.024821 | 0.024821 | 0.4484 | 0.024963 | 0.5525 | 0.0050975 | 0.0099401 | 0.00050681 | 0.037463 | 0.0050875 | 0.0060375 | 0.00051025 | 0.09951 | 0.000505 | 0.0095654 | 0.00054659 | 0.0005005 | 0.51366 | 0.51698 | 0.010598 | 0.0075156 | 0.0075156 | 0.0069695 | 0.50687 | 0 | 0.50687 | 0.011205 | 0.011205 | 0.51 | 1 | 0.00505 | 0.012022 | 0.012558 | 0.015048 | 0.011003 | 0.47411 | 0.0054659 | 0.505 | 0.5075 | 0.50775 | 0.5075 | 0.50775 | 0.5075 | 0.0069816 | 0.0069781 | 0.665 | 0.5125 | 0.5125 | 0.5125 | 0.010506 | 0.5125 | 0.011326 | 0.034606 | 0.14135 | 0.00050681 | 0.0057603 | 0.00050875 | 0.00060375 | 0.00051025 | 0.0005005 | 0.0012976 | 0.54659 | 0.0010473 | 0.00099898 | 0.51366 | 0.00051698 | 0.033608 | 0.00050688 | 0.00050688 | 0.013652 | 0.25784 | 0 | 0.027362 | 0.00051025 | 0.00051025 | 0.062625 | 0.0099294 | 0.011535 | 0.23581 | 0.29135 | 0.54924 | 0.13027 | 0.010695 | 0.010695 | 0.010473 | 0.15851 | 0.16502 | 0.15851 | 0.16377 | 0.15851 | 0.015389 | 0.014893 | 0.34198 | 0.026393 | 0.027023 | 0.027023 | 0.026007 | 0.024736 | 0.10787 | 0.02975 | 0.069491 | 0.013598 | 0.0054612 | 0.017375 | 0.20599 | 0.0015143 | 0.00098973 | 0.00099294 | 0.10045 | 0.00099294 | 0.000999 | 0.00051366 | 0.033549 | 0.032004 | 0.0069781 | 0.020996 | 0.0069781 | 0.0069781 | 0 | 0.027215 | 0.07018 | 0.069725 | 0.019514 | 0.0098657 | 0.020978 | 0.2313 | 0.2859 | 0.5394 | 0.12756 | 0.0099294 | 0.0099294 | 0.0099294 | 0.015651 | 0.019347 | 0.015651 | 0.016164 | 0.018836 | 0.015217 | 0.014731 | 0.32759 | 0.024185 | 0.024821 | 0.024821 | 0.024185 | 0.024963 | 0.10038 | 0.02975 | 0.068149 | 0.013605 | 0.0054612 | 0.017375 | 0.20599 | 0.00098973 | 0.0034859 | 0.00099294 | 0.091951 | 0.00099294 | 0.000999 | 0.026983 | 0.041736 | 0.032335 | 0.013609 | 0.013609 | 0.047381 | 0.040884 | 0 | 0.027268 | 0.055794 | 0.055331 | 0.019514 | 0.0098657 | 0.020978 | 0.2313 | 0.2859 | 0.5394 | 0.12756 | 0.0099294 | 0.0099294 | 0.0099294 | 0.014894 | 0.01539 | 0.014894 | 0.01539 | 0.014894 | 0.015279 | 0.014789 | 0.32759 | 0.091793 | 0.024821 | 0.024821 | 0.066659 | 0.024963 | 0.14958 | 0.029771 | 0.067841 | 0.013605 | 0.0054262 | 0.017239 | 0.2034 | 0.00098657 | 0.0039815 | 0.00098657 | 0.091393 | 0.00098657 | 0.00099901 | 0.027271 | 0.048363 | 0.032341 | 0.027374 | 0.013385 | 0.013549 | 0.013549 | 0 | 0.02727 | 0.055539 | 0.055079 | 0.019516 | 0.0098657 | 0.020879 | 0.22838 | 0.28227 | 0.53248 | 0.12599 | 0.0098657 | 0.0098657 | 0.0098657 | 0.029186 | 0.029932 | 0.029186 | 0.029932 | 0.029186 | 0.015281 | 0.014791 | 0.32342 | 0.093711 | 0.024587 | 0.024587 | 0.068787 | 0.024963 | 0.15226 | 0.086598 | 0.011007
5: Reduced AEP | 0 | 0 | 0 | 0 | 0 | 0 | 0 | 0 | 0 | 0 | 0 | 0 | 0 | 0 | 0 | 0 | 0 | 0 | 0 | 0 | 0 | 0 | 0 | 0 | 0 | 0 | 0 | 0 | 0 | 0 | 0 | 0 | 0 | 0 | 0 | 0 | 0 | 0 | 0 | 0 | 0 | 0 | 0 | 0 | 0 | 0 | 0 | 0 | 0 | 0 | 0 | 0 | 0 | 0 | 0 | 0 | 0 | 0 | 0 | 0 | 0 | 0 | 0 | 0 | 0 | 0 | 0 | 0 | 0 | 0 | 0 | 0 | 0 | 0 | 0 | 0 | 0 | 0 | 0 | 0 | 0 | 0 | 0 | 0 | 0 | 0 | 0 | 0 | 0 | 0 | 0 | 0 | 0 | 0 | 0 | 0 | 0 | 0 | 0 | 0 | 0 | 0 | 0 | 0 | 0 | 0 | 0 | 0 | 0 | 0 | 0 | 0 | 0 | 0 | 0 | 0 | 0 | 0 | 0 | 0 | 0 | 0 | 0 | 0 | 0 | 0 | 0 | 0 | 0 | 0 | 0 | 0 | 0 | 0 | 0 | 0 | 0 | 0 | 0 | 0 | 0 | 0 | 0 | 0 | 0 | 0 | 0 | 0 | 0 | 0 | 0 | 0 | 0 | 0 | 0 | 0 | 0 | 0 | 0 | 0 | 0 | 0 | 0 | 0 | 0 | 0 | 0 | 0 | 0 | 0 | 0 | 0 | 0 | 0 | 0 | 0 | 0 | 0 | 0 | 0 | 0 | 0 | 0 | 0 | 0 | 0 | 0 | 0 | 0 | 0 | 0 | 0 | 0 | 0 | 0 | 0 | 0 | 0 | 0 | 0 | 0 | 0 | 0 | 0 | 0 | 0 | 0 | 0 | 0 | 0 | 0 | 0 | 0 | 0 | 0 | 0 | 0 | 0 | 0 | 0 | 0 | 0 | 0 | 0 | 0 | 0 | 0 | 0 | 0 | 0 | 0 | 0 | 0 | 0 | 0 | 0 | 0 | 0 | 0 | 0 | 0 | 0 | 0 | 0 | 0 | 0 | 0 | 0 | 0 | 0 | 0 | 0 | 0 | 0 | 0 | 0 | 0 | 0 | 0 | 0 | 1 | 0 | 0 | 0 | 0 | 0 | 0 | 0 | 0 | 0 | 0 | 0 | 0 | 0 | 0 | 0 | 0 | 0 | 0 | 0 | 0 | 0 | 0 | 0 | 0 | 0 | 0 | 0 | 0 | 0 | 0 | 0 | 0 | 0 | 0 | 0 | 0 | 0 | 0 | 0 | 0 | 0 | 0 | 0 | 0 | 0 | 0 | 0 | 0 | 0 | 0 | 0 | 0 | 0 | 0 | 0 | 0 | 0 | 0 | 0 | 0 | 0 | 0 | 0 | 0 | 0 | 0 | 0 | 0 | 0 | 0 | 0 | 0 | 0 | 0 | 0 | 0 | 0 | 0 | 0 | 0 | 0 | 0 | 0 | 0 | 0 | 0 | 0 | 0 | 0 | 0 | 0 | 0 | 0 | 0 | 0 | 0 | 0 | 0 | 0 | 0 | 0 | 0 | 0 | 0 | 0 | 0 | 0 | 0 | 0 | 0 | 0 | 0 | 0 | 0 | 0 | 0 | 0 | 0 | 0 | 0 | 0 | 0 | 0 | 0 | 0 | 0 | 0 | 0 | 0 | 0 | 0 | 0 | 0 | 0 | 0 | 0 | 0 | 0 | 0 | 0 | 0 | 0 | 0 | 0 | 0 | 0 | 0 | 0 | 0 | 0 | 0 | 0 | 0 | 0 | 0 | 0 | 0 | 0 | 0 | 0 | 0 | 0 | 0 | 0 | 0 | 0 | 0 | 0 | 0 | 0 | 0 | 0 | 0 | 0 | 0 | 0 | 0 | 0 | 0 | 0 | 0 | 0 | 0 | 0 | 0 | 0 | 0 | 0 | 0 | 0 | 0 | 0 | 0 | 0 | 0 | 0 | 0 | 0 | 0 | 0 | 0 | 0 | 0 | 0 | 0 | 0 | 0 | 0 | 0 | 0.0021277 | 0.096451
5: RNA structural | 0.029771 | 0.067841 | 0.013605 | 0.0054261 | 0.017239 | 0.20339 | 0.00098657 | 0.0039804 | 0.00098657 | 0.091392 | 0.00098657 | 0.00099901 | 0.027271 | 0.041698 | 0.032341 | 0.013548 | 0.049041 | 0.013548 | 0.013548 | 0 | 0.027013 | 0.055539 | 0.055079 | 0.019516 | 0.0098657 | 0.020879 | 0.22838 | 0.28227 | 0.53247 | 0.12599 | 0.0098657 | 0.0098657 | 0.0098657 | 0.014789 | 0.015279 | 0.014789 | 0.015279 | 0.014789 | 0.014981 | 0.014509 | 0.32342 | 0.091555 | 0.024587 | 0.024587 | 0.066527 | 0.024963 | 0.14946 | 0.039034 | 0.017866 | 0.013605 | 0.0054262 | 0.033253 | 0.25923 | 0.00098651 | 0.00099901 | 0.00098657 | 0.091388 | 0.0020436 | 0.00099848 | 0.027271 | 0.041232 | 0.032905 | 0.013565 | 0.013565 | 0.027194 | 0.013549 | 0 | 0.027268 | 0.031056 | 0.031056 | 0.019516 | 0.0098657 | 0.027582 | 0.22838 | 0.28227 | 0.53248 | 0.12599 | 0.025472 | 0.025472 | 0.0098657 | 0.035776 | 0.043015 | 0.035776 | 0.036519 | 0.035776 | 0.015279 | 0.014789 | 0.32342 | 0.069505 | 0.024587 | 0.024587 | 0.055027 | 0.041364 | 0.13901 | 0.02975 | 0.068236 | 0.013605 | 0.0054612 | 0.017375 | 0.20599 | 0.00099294 | 0.0039982 | 0.00099294 | 0.092507 | 0.00099294 | 0.000999 | 0.026983 | 0.041729 | 0.032334 | 0.0136 | 0.013609 | 0.0136 | 0.0136 | 0 | 0.027268 | 0.055862 | 0.055399 | 0.019514 | 0.0098657 | 0.020978 | 0.2313 | 0.2859 | 0.5394 | 0.12756 | 0.0099294 | 0.0099294 | 0.0099294 | 0.014894 | 0.01539 | 0.014894 | 0.01539 | 0.014894 | 0.015279 | 0.014789 | 0.32759 | 0.091852 | 0.024821 | 0.024821 | 0.066689 | 0.024963 | 0.14961 | 0.02975 |  | 0.013598 | 0.0054612 | 0.017375 | 0.20599 | 0.001539 | 0.00098973 | 0.00099294 | 0.101 | 0.00099294 | 0.000999 | 0.00051366 | 0.033549 | 0.010598 | 0.0069781 | 0.021021 | 0.0069781 | 0.0069781 | 0 | 0.027215 |  | 0.069491 | 0.019514 | 0.0098657 | 0.020978 | 0.2313 | 0.2859 | 0.5394 | 0.12756 | 0.0099294 | 0.0099294 | 0.0099294 | 0.015651 | 0.019651 | 0.015651 | 0.016164 | 0.019137 | 0.015217 | 0.01473 | 0.32759 | 0.024185 | 0.024821 | 0.024821 | 0.024185 | 0.024963 | 0.10038 | 0.025187 | 0.010659 | 0.00050681 | 0.14466 | 0.50875 | 0.60375 | 0.00050688 | 0.0005005 | 0.02655 | 0.0075156 | 0.00054659 | 0.00099923 | 0.0070628 | 0.51698 | 0.021873 | 0.0069695 | 0.0069695 | 0.0069695 | 0.47045 | 0 | 0.020137 | 0.51025 | 0.51025 |  | 0.0099294 | 0.22307 | 0.24129 | 0.2968 | 0.55457 | 0.13581 | 0.505 | 0.505 | 0.010746 | 0.5075 | 0.50775 | 0.5075 | 0.50775 | 0.5075 | 0.0069816 | 0.0069781 | 0.62755 | 0.44068 | 0.44131 | 0.44131 | 0.36486 | 0.27401 | 0.44721 | 0.0099401 | 0.012022 | 0.00050681 | 0.0033908 | 0.010789 | 0.12792 | 0.1411 | 0.19656 | 0.09951 | 0.0095654 | 0.00054659 | 0.0005005 | 0.51366 | 0.51698 | 0.010598 | 0.50687 | 0.50688 | 0.50687 | 0.50687 | 0 | 0.50687 | 0.51025 | 0.51025 | 0.01025 | 0.0099294 | 0.47823 | 1 | 0.644 | 0.77169 | 0.56425 | 0.505 | 0.0027775 | 0.0027775 | 0.0027912 | 0.0027926 | 0.0027912 | 0.0027926 | 0.0027912 | 0.0069816 | 0.0069781 | 0.0036575 | 0.5125 | 0.0028187 | 0.0028187 | 0.010506 | 0.5125 | 0.011326 | 0.025187 | 0.010659 | 0.00050681 | 0.14466 | 0.50875 | 0.60375 | 0.00050688 | 0.0005005 | 0.02655 | 0.0075156 | 0.00054659 | 0.00099923 | 0.0070628 | 0.51698 | 0.021873 | 0.0069695 | 0.0069695 | 0.0069695 | 0.47045 | 0 | 0.020137 | 0.51025 | 0.51025 |  | 0.0099294 | 0.22307 | 0.24129 | 0.2968 | 0.55457 | 0.13581 | 0.505 | 0.505 | 0.010746 | 0.5075 | 0.50775 | 0.5075 | 0.50775 | 0.5075 | 0.0069816 | 0.0069781 | 0.62755 | 0.44068 | 0.44131 | 0.44131 | 0.36486 | 0.27401 | 0.44721 | 0.02975 |  | 0.013598 | 0.0054612 | 0.017375 | 0.20599 | 0.001539 | 0.00098973 | 0.00099294 | 0.101 | 0.00099294 | 0.000999 | 0.00051366 | 0.033549 | 0.010598 | 0.0069781 | 0.021021 | 0.0069781 | 0.0069781 | 0 | 0.027215 |  | 0.069491 | 0.019514 | 0.0098657 | 0.020978 | 0.2313 | 0.2859 | 0.5394 | 0.12756 | 0.0099294 | 0.0099294 | 0.0099294 | 0.015651 | 0.019651 | 0.015651 | 0.016164 | 0.019137 | 0.015217 | 0.01473 | 0.32759 | 0.024185 | 0.024821 | 0.024821 | 0.024185 | 0.024963 | 0.10038 | 0.02975 | 0.068236 | 0.013605 | 0.0054612 | 0.017375 | 0.20599 | 0.00099294 | 0.0039982 | 0.00099294 | 0.092507 | 0.00099294 | 0.000999 | 0.026983 | 0.041729 | 0.032334 | 0.0136 | 0.013609 | 0.0136 | 0.0136 | 0 | 0.027268 | 0.055862 | 0.055399 | 0.019514 | 0.0098657 | 0.020978 | 0.2313 | 0.2859 | 0.5394 | 0.12756 | 0.0099294 | 0.0099294 | 0.0099294 | 0.014894 | 0.01539 | 0.014894 | 0.01539 | 0.014894 | 0.015279 | 0.014789 | 0.32759 | 0.091852 | 0.024821 | 0.024821 | 0.066689 | 0.024963 | 0.14961 | 0.039034 | 0.017866 | 0.013605 | 0.0054262 | 0.033253 | 0.25923 | 0.00098651 | 0.00099901 | 0.00098657 | 0.091388 | 0.0020436 | 0.00099848 | 0.027271 | 0.041232 | 0.032905 | 0.013565 | 0.013565 | 0.027194 | 0.013549 | 0 | 0.027268 | 0.031056 | 0.031056 | 0.019516 | 0.0098657 | 0.027582 | 0.22838 | 0.28227 | 0.53248 | 0.12599 | 0.025472 | 0.025472 | 0.0098657 | 0.035776 | 0.043015 | 0.035776 | 0.036519 | 0.035776 | 0.015279 | 0.014789 | 0.32342 | 0.069505 | 0.024587 | 0.024587 | 0.055027 | 0.041364 | 0.13901 | 0.11313 | 0.2112
5: generator & gearbox | 0.029771 | 0.067841 | 0.013605 | 0.0054261 | 0.017239 | 0.20339 | 0.00098657 | 0.0039804 | 0.00098657 | 0.091392 | 0.00098657 | 0.00099901 | 0.048125 | 0.041698 | 0.032341 | 0.013548 | 0.048071 | 0.013548 | 0.013548 | 0 | 0.02702 | 0.055539 | 0.055079 | 0.019516 | 0.0098657 | 0.020879 | 0.22838 | 0.28227 | 0.53247 | 0.12599 | 0.0098657 | 0.0098657 | 0.0098657 | 0.014789 | 0.015279 | 0.014789 | 0.015279 | 0.014789 | 0.014989 | 0.014516 | 0.32342 | 0.091555 | 0.024587 | 0.024587 | 0.066527 | 0.024963 | 0.14946 | 0.029771 | 0.067841 | 0.013605 | 0.0054262 | 0.017239 | 0.2034 | 0.00098657 | 0.0039825 | 0.00098657 | 0.091393 | 0.00098657 | 0.00099901 | 0.027271 | 0.047526 | 0.032341 | 0.025636 | 0.013385 | 0.013574 | 0.013574 | 0 | 0.02727 | 0.055539 | 0.055079 | 0.019516 | 0.0098657 | 0.020879 | 0.22838 | 0.28227 | 0.53248 | 0.12599 | 0.0098657 | 0.0098657 | 0.0098657 | 0.029186 | 0.029932 | 0.029186 | 0.029932 | 0.029186 | 0.015281 | 0.014791 | 0.32342 | 0.093441 | 0.024587 | 0.024587 | 0.068503 | 0.024963 | 0.15191 | 0.028893 | 0.017862 | 0.013605 | 0.016621 | 0.026632 | 0.25402 | 0.00098973 | 0.00099901 | 0.0035244 | 0.091951 | 0.000916 | 0.00099904 | 0.026983 | 0.041255 | 0.032904 | 0.013609 | 0.013609 | 0.013564 | 0.085786 | 0 | 0.027268 | 0.031113 | 0.031113 | 0.10435 | 0.0098657 | 0.025167 | 0.25385 | 0.30843 | 0.56184 | 0.15016 | 0.020212 | 0.020212 | 0.02043 | 0.029116 | 0.036468 | 0.029116 | 0.02986 | 0.029116 | 0.015279 | 0.014789 | 0.38175 | 0.069565 | 0.082211 | 0.082211 | 0.055062 | 0.04086 | 0.13905 | 0.02975 | 0.069491 | 0.013598 | 0.0054612 | 0.017375 | 0.20599 | 0.0015143 | 0.00098973 | 0.00099294 | 0.10045 | 0.00099294 | 0.000999 | 0.51366 | 0.0071085 | 0.032235 | 0.0069781 | 0.50687 | 0.0069781 | 0.0069781 | 0 | 0.023708 | 0.060141 | 0.059681 | 0.019514 | 0.0098657 | 0.020978 | 0.2313 | 0.2859 | 0.5394 | 0.12756 | 0.0099294 | 0.0099294 | 0.0099294 | 0.014894 | 0.0069816 | 0.014894 | 0.01539 | 0.0069781 | 0.01113 | 0.010883 | 0.32759 | 0.024493 | 0.024821 | 0.024821 | 0.024493 | 0.024963 | 0.10262 | 0.02975 | 0.054819 | 0.013612 | 0.0054612 | 0.017375 | 0.20599 | 0.00050688 | 0.0032457 | 0.00099294 | 0.0075156 | 0.00099294 | 0.000999 | 0.00051366 | 0.27928 | 0.032573 | 0.50687 | 0.50687 | 0.27782 | 0.042213 | 0 | 0.023708 | 0.045464 | 0.044996 | 0.019514 | 0.0098657 | 0.020978 | 0.2313 | 0.2859 | 0.5394 | 0.12756 | 0.0099294 | 0.0099294 | 0.0099294 | 0.015651 | 0.016164 | 0.015651 | 0.016164 | 0.015651 | 0.01113 | 0.010883 | 0.32759 |  | 0.024821 | 0.024821 |  | 0.024963 |  | 0.50975 | 0.010659 | 0.00050681 | 0.0027775 | 0.01127 | 0.13363 | 0.00051025 | 0.09951 | 0.000505 | 0.0095654 | 0.00054659 | 0.0005005 | 0.51366 | 0.51698 | 0.010598 | 0.0075156 | 0.0075156 | 0.0069695 | 0.50687 | 0 | 0.50687 | 0.011205 | 0.011205 | 0.51 | 0.0099294 | 0.47823 | 0.6165 | 1 | 0.77169 | 0.56425 | 0.0054659 | 0.0054659 | 0.000505 | 0.5075 | 0.50775 | 0.5075 | 0.50775 | 0.5075 | 0.0069816 | 0.0069781 | 0.665 | 0.5125 | 0.5125 | 0.5125 | 0.010506 | 0.5125 | 0.011326 | 0.034606 | 0.14052 | 0.00050681 | 0.0057603 | 0.00050875 | 0.00060375 | 0.00051025 | 0.0005005 | 0.0012976 | 0.54659 | 0.0010473 | 0.00099898 | 0.51366 | 0.00051698 | 0.033608 | 0.00050688 | 0.00050688 | 0.013652 | 0.25784 | 0 | 0.027362 | 0.00051025 | 0.00051025 | 0.062625 | 0.0099294 | 0.011535 | 0.23581 | 0.29135 | 0.54924 | 0.13027 | 0.010695 | 0.010695 | 0.010473 | 0.15851 | 0.16502 | 0.15851 | 0.16377 | 0.15851 | 0.015389 | 0.014893 | 0.34198 | 0.026393 | 0.027023 | 0.027023 | 0.026007 | 0.024736 | 0.10787 | 0.02975 | 0.069491 | 0.013598 | 0.0054612 | 0.017375 | 0.20599 | 0.0015143 | 0.00098973 | 0.00099294 | 0.10045 | 0.00099294 | 0.000999 | 0.00051366 | 0.0071085 | 0.032235 | 0.0069781 | 0.50687 | 0.0069781 | 0.0069781 | 0 | 0.023708 | 0.060141 | 0.059681 | 0.019514 | 0.0098657 | 0.020978 | 0.2313 | 0.2859 | 0.5394 | 0.12756 | 0.0099294 | 0.0099294 | 0.0099294 | 0.015651 | 0.50775 | 0.015651 | 0.016164 | 0.5075 | 0.01113 | 0.010883 | 0.32759 | 0.024493 | 0.024821 | 0.024821 | 0.024493 | 0.024963 | 0.10262 | 0.02975 | 0.068149 | 0.013605 | 0.0054612 | 0.017375 | 0.20599 | 0.00098973 | 0.0034859 | 0.00099294 | 0.091951 | 0.00099294 | 0.000999 | 0.026983 | 0.041736 | 0.032335 | 0.013609 | 0.013609 | 0.047381 | 0.040884 | 0 | 0.027268 | 0.055794 | 0.055331 | 0.019514 | 0.0098657 | 0.020978 | 0.2313 | 0.2859 | 0.5394 | 0.12756 | 0.0099294 | 0.0099294 | 0.0099294 | 0.014894 | 0.01539 | 0.014894 | 0.01539 | 0.014894 | 0.015279 | 0.014789 | 0.32759 | 0.091793 | 0.024821 | 0.024821 | 0.066659 | 0.024963 | 0.14958 | 0.029771 | 0.067841 | 0.013605 | 0.0054262 | 0.017239 | 0.2034 | 0.00098657 | 0.0039825 | 0.00098657 | 0.091393 | 0.00098657 | 0.00099901 | 0.027271 | 0.047526 | 0.032341 | 0.025636 | 0.013385 | 0.013574 | 0.013574 | 0 | 0.02727 | 0.055539 | 0.055079 | 0.019516 | 0.0098657 | 0.020879 | 0.22838 | 0.28227 | 0.53248 | 0.12599 | 0.0098657 | 0.0098657 | 0.0098657 | 0.029186 | 0.029932 | 0.029186 | 0.029932 | 0.029186 | 0.015281 | 0.014791 | 0.32342 | 0.093441 | 0.024587 | 0.024587 | 0.068503 | 0.024963 | 0.15191 | 0.091489 | 0.24914
5: turbine controls | 0.029771 | 0.067841 | 0.013605 | 0.0054261 | 0.017239 | 0.20339 | 0.00098657 | 0.0039804 | 0.00098657 | 0.091392 | 0.00098657 | 0.00099901 | 0.048125 | 0.041698 | 0.032341 | 0.013548 | 0.048071 | 0.013548 | 0.013548 | 0 | 0.02702 | 0.055539 | 0.055079 | 0.019516 | 0.0098657 | 0.020879 | 0.22838 | 0.28227 | 0.53247 | 0.12599 | 0.0098657 | 0.0098657 | 0.0098657 | 0.014789 | 0.015279 | 0.014789 | 0.015279 | 0.014789 | 0.014989 | 0.014516 | 0.32342 | 0.091555 | 0.024587 | 0.024587 | 0.066527 | 0.024963 | 0.14946 | 0.029771 | 0.067841 | 0.013605 | 0.0054262 | 0.017239 | 0.2034 | 0.00098657 | 0.0039825 | 0.00098657 | 0.091393 | 0.00098657 | 0.00099901 | 0.027271 | 0.047526 | 0.032341 | 0.025636 | 0.013385 | 0.013574 | 0.013574 | 0 | 0.02727 | 0.055539 | 0.055079 | 0.019516 | 0.0098657 | 0.020879 | 0.22838 | 0.28227 | 0.53248 | 0.12599 | 0.0098657 | 0.0098657 | 0.0098657 | 0.029186 | 0.029932 | 0.029186 | 0.029932 | 0.029186 | 0.015281 | 0.014791 | 0.32342 | 0.093441 | 0.024587 | 0.024587 | 0.068503 | 0.024963 | 0.15191 | 0.028893 | 0.017862 | 0.013605 | 0.016621 | 0.026632 | 0.25402 | 0.00098973 | 0.00099901 | 0.0035244 | 0.091951 | 0.000916 | 0.00099904 | 0.026983 | 0.041255 | 0.032904 | 0.013609 | 0.013609 | 0.013564 | 0.085786 | 0 | 0.027268 | 0.031113 | 0.031113 | 0.10435 | 0.0098657 | 0.025167 | 0.25385 | 0.30843 | 0.56184 | 0.15016 | 0.020212 | 0.020212 | 0.02043 | 0.029116 | 0.036468 | 0.029116 | 0.02986 | 0.029116 | 0.015279 | 0.014789 | 0.38175 | 0.069565 | 0.082211 | 0.082211 | 0.055062 | 0.04086 | 0.13905 | 0.02975 | 0.069491 | 0.013598 | 0.0054612 | 0.017375 | 0.20599 | 0.0015143 | 0.00098973 | 0.00099294 | 0.10045 | 0.00099294 | 0.000999 | 0.51366 | 0.0071085 | 0.032235 | 0.0069781 | 0.50687 | 0.0069781 | 0.0069781 | 0 | 0.023708 | 0.060141 | 0.059681 | 0.019514 | 0.0098657 | 0.020978 | 0.2313 | 0.2859 | 0.5394 | 0.12756 | 0.0099294 | 0.0099294 | 0.0099294 | 0.014894 | 0.0069816 | 0.014894 | 0.01539 | 0.0069781 | 0.01113 | 0.010883 | 0.32759 | 0.024493 | 0.024821 | 0.024821 | 0.024493 | 0.024963 | 0.10262 | 0.02975 | 0.054819 | 0.013612 | 0.0054612 | 0.017375 | 0.20599 | 0.00050688 | 0.0032457 | 0.00099294 | 0.0075156 | 0.00099294 | 0.000999 | 0.00051366 | 0.27928 | 0.032573 | 0.50687 | 0.50687 | 0.27782 | 0.042213 | 0 | 0.023708 | 0.045464 | 0.044996 | 0.019514 | 0.0098657 | 0.020978 | 0.2313 | 0.2859 | 0.5394 | 0.12756 | 0.0099294 | 0.0099294 | 0.0099294 | 0.015651 | 0.016164 | 0.015651 | 0.016164 | 0.015651 | 0.01113 | 0.010883 | 0.32759 |  | 0.024821 | 0.024821 |  | 0.024963 |  | 0.015048 | 0.015048 | 0.00050681 | 0.50275 | 0.013505 | 0.16013 | 0.00051025 | 0.000505 | 0.000505 | 0.0095654 | 0.00054659 | 0.0005005 | 0.51366 | 0.51698 | 0.010598 | 0.0075156 | 0.0075156 | 0.0069695 | 0.50687 | 0 | 0.50687 | 0.011205 | 0.011205 | 0.51 | 0.0099294 | 0.47823 | 0.6165 | 0.644 | 1 | 0.56425 | 0.0050975 | 0.0054659 | 0.505 | 0.5075 | 0.50775 | 0.5075 | 0.50775 | 0.5075 | 0.0069816 | 0.0069781 | 0.665 | 0.5125 | 0.5125 | 0.5125 | 0.010506 | 0.5125 | 0.011326 | 0.034606 | 0.14052 | 0.00050681 | 0.0057603 | 0.00050875 | 0.00060375 | 0.00051025 | 0.0005005 | 0.0012976 | 0.54659 | 0.0010473 | 0.00099898 | 0.51366 | 0.00051698 | 0.033608 | 0.00050688 | 0.00050688 | 0.013652 | 0.25784 | 0 | 0.027362 | 0.00051025 | 0.00051025 | 0.062625 | 0.0099294 | 0.011535 | 0.23581 | 0.29135 | 0.54924 | 0.13027 | 0.010695 | 0.010695 | 0.010473 | 0.15851 | 0.16502 | 0.15851 | 0.16377 | 0.15851 | 0.015389 | 0.014893 | 0.34198 | 0.026393 | 0.027023 | 0.027023 | 0.026007 | 0.024736 | 0.10787 | 0.02975 | 0.069491 | 0.013598 | 0.0054612 | 0.017375 | 0.20599 | 0.0015143 | 0.00098973 | 0.00099294 | 0.10045 | 0.00099294 | 0.000999 | 0.00051366 | 0.0071085 | 0.032235 | 0.0069781 | 0.50687 | 0.0069781 | 0.0069781 | 0 | 0.023708 | 0.060141 | 0.059681 | 0.019514 | 0.0098657 | 0.020978 | 0.2313 | 0.2859 | 0.5394 | 0.12756 | 0.0099294 | 0.0099294 | 0.0099294 | 0.015651 | 0.50775 | 0.015651 | 0.016164 | 0.5075 | 0.01113 | 0.010883 | 0.32759 | 0.024493 | 0.024821 | 0.024821 | 0.024493 | 0.024963 | 0.10262 | 0.02975 | 0.068149 | 0.013605 | 0.0054612 | 0.017375 | 0.20599 | 0.00098973 | 0.0034859 | 0.00099294 | 0.091951 | 0.00099294 | 0.000999 | 0.026983 | 0.041736 | 0.032335 | 0.013609 | 0.013609 | 0.047381 | 0.040884 | 0 | 0.027268 | 0.055794 | 0.055331 | 0.019514 | 0.0098657 | 0.020978 | 0.2313 | 0.2859 | 0.5394 | 0.12756 | 0.0099294 | 0.0099294 | 0.0099294 | 0.014894 | 0.01539 | 0.014894 | 0.01539 | 0.014894 | 0.015279 | 0.014789 | 0.32759 | 0.091793 | 0.024821 | 0.024821 | 0.066659 | 0.024963 | 0.14958 | 0.029771 | 0.067841 | 0.013605 | 0.0054262 | 0.017239 | 0.2034 | 0.00098657 | 0.0039825 | 0.00098657 | 0.091393 | 0.00098657 | 0.00099901 | 0.027271 | 0.047526 | 0.032341 | 0.025636 | 0.013385 | 0.013574 | 0.013574 | 0 | 0.02727 | 0.055539 | 0.055079 | 0.019516 | 0.0098657 | 0.020879 | 0.22838 | 0.28227 | 0.53248 | 0.12599 | 0.0098657 | 0.0098657 | 0.0098657 | 0.029186 | 0.029932 | 0.029186 | 0.029932 | 0.029186 | 0.015281 | 0.014791 | 0.32342 | 0.093441 | 0.024587 | 0.024587 | 0.068503 | 0.024963 | 0.15191 | 0.092165 | 0.42531
5: tower structural | 0.029771 | 0.067841 | 0.013605 | 0.0054261 | 0.017239 | 0.20339 | 0.00098657 | 0.0039804 | 0.00098657 | 0.091392 | 0.00098657 | 0.00099901 | 0.027271 | 0.041698 | 0.032341 | 0.013548 | 0.049041 | 0.013548 | 0.013548 | 0 |  | 0.055539 | 0.055079 | 0.019516 | 0.0098657 | 0.020879 | 0.22838 | 0.28227 | 0.53247 | 0.12599 | 0.0098657 | 0.0098657 | 0.0098657 | 0.014789 | 0.015279 | 0.014789 | 0.015279 | 0.014789 | 0.014981 | 0.014509 | 0.32342 | 0.091555 | 0.024587 | 0.024587 | 0.066527 | 0.024963 | 0.14946 | 0.039034 | 0.017866 | 0.013605 | 0.0054262 | 0.033253 | 0.25923 | 0.00098651 | 0.00099901 | 0.00098657 | 0.091388 | 0.0020436 | 0.00099848 | 0.027271 | 0.041232 | 0.032905 | 0.013565 | 0.013565 | 0.027194 | 0.013549 | 0 | 0.027268 | 0.031056 | 0.031056 | 0.019516 | 0.0098657 | 0.027582 | 0.22838 | 0.28227 | 0.53248 | 0.12599 | 0.025472 | 0.025472 | 0.0098657 | 0.035776 | 0.043015 | 0.035776 | 0.036519 | 0.035776 | 0.015279 | 0.014789 | 0.32342 | 0.069505 | 0.024587 | 0.024587 | 0.055027 | 0.041364 | 0.13901 | 0.02975 | 0.068236 | 0.013605 | 0.0054612 | 0.017375 | 0.20599 | 0.00099294 | 0.0039982 | 0.00099294 | 0.092507 | 0.00099294 | 0.000999 | 0.026983 | 0.041729 | 0.032334 | 0.0136 | 0.013609 | 0.0136 | 0.0136 | 0 | 0.027268 | 0.055862 | 0.055399 | 0.019514 | 0.0098657 | 0.020978 | 0.2313 | 0.2859 | 0.5394 | 0.12756 | 0.0099294 | 0.0099294 | 0.0099294 | 0.014894 | 0.01539 | 0.014894 | 0.01539 | 0.014894 | 0.015279 | 0.014789 | 0.32759 |  | 0.024821 | 0.024821 | 0.066689 | 0.024963 | 0.14961 | 0.02975 |  | 0.013598 | 0.0054612 | 0.017375 | 0.20599 | 0.001539 | 0.00098973 | 0.00099294 | 0.101 | 0.00099294 | 0.000999 | 0.00051366 | 0.033549 | 0.010598 | 0.0069781 | 0.021021 | 0.0069781 | 0.0069781 | 0 | 0.027215 |  |  | 0.019514 | 0.0098657 | 0.020978 | 0.2313 | 0.2859 | 0.5394 | 0.12756 | 0.0099294 | 0.0099294 | 0.0099294 | 0.015651 | 0.019651 | 0.015651 | 0.016164 | 0.019137 | 0.015217 | 0.01473 | 0.32759 | 0.024185 | 0.024821 | 0.024821 | 0.024185 | 0.024963 | 0.10038 | 0.025187 | 0.010659 | 0.00050681 | 0.14466 | 0.50875 | 0.60375 | 0.00050688 | 0.0005005 | 0.02655 | 0.0075156 | 0.00054659 | 0.00099923 | 0.0070628 | 0.51698 | 0.021873 | 0.0069695 | 0.0069695 | 0.0069695 | 0.47045 | 0 | 0.020137 | 0.51025 | 0.51025 |  | 0.0099294 | 0.22307 | 0.24129 | 0.2968 | 0.55457 | 0.13581 | 0.505 | 0.505 | 0.010746 | 0.5075 | 0.50775 | 0.5075 | 0.50775 | 0.5075 | 0.0069816 | 0.0069781 | 0.62755 | 0.44068 | 0.44131 | 0.44131 | 0.36486 | 0.27401 | 0.44721 | 0.0099401 | 0.011003 | 0.00050681 | 0.0031034 | 0.0098744 | 0.60375 | 0.1411 | 0.19656 | 0.09951 | 0.0095654 | 0.00054659 | 0.0005005 | 0.51366 | 0.51698 | 0.010598 | 0.50687 | 0.50688 | 0.50687 | 0.50687 | 0 | 0.50687 | 0.51025 | 0.51025 | 0.01025 | 0.0099294 | 0.0050875 | 0.6165 | 0.644 | 0.77169 | 1 | 0.505 | 0.0027775 | 0.0027775 | 0.0027912 | 0.0027926 | 0.0027912 | 0.0027926 | 0.0027912 | 0.0069816 | 0.0069781 | 0.0036575 | 0.5125 | 0.0028188 | 0.0028188 | 0.010506 | 0.5125 | 0.011326 | 0.025187 | 0.010659 | 0.00050681 | 0.14466 | 0.50875 | 0.60375 | 0.00050688 | 0.0005005 | 0.02655 | 0.0075156 | 0.00054659 | 0.00099923 | 0.0070628 | 0.51698 | 0.021873 | 0.0069695 | 0.0069695 | 0.0069695 | 0.47045 | 0 | 0.020137 | 0.51025 | 0.51025 |  | 0.0099294 | 0.22307 | 0.24129 | 0.2968 | 0.55457 | 0.13581 | 0.505 | 0.505 | 0.010746 | 0.5075 | 0.50775 | 0.5075 | 0.50775 | 0.5075 | 0.0069816 | 0.0069781 | 0.62755 | 0.44068 | 0.44131 | 0.44131 | 0.36486 | 0.27401 | 0.44721 | 0.02975 |  | 0.013598 | 0.0054612 | 0.017375 | 0.20599 | 0.001539 | 0.00098973 | 0.00099294 | 0.101 | 0.00099294 | 0.000999 | 0.00051366 | 0.033549 | 0.010598 | 0.0069781 | 0.021021 | 0.0069781 | 0.0069781 | 0 | 0.027215 |  |  | 0.019514 | 0.0098657 | 0.020978 | 0.2313 | 0.2859 | 0.5394 | 0.12756 | 0.0099294 | 0.0099294 | 0.0099294 | 0.015651 | 0.019651 | 0.015651 | 0.016164 | 0.019137 | 0.015217 | 0.01473 | 0.32759 | 0.024185 | 0.024821 | 0.024821 | 0.024185 | 0.024963 | 0.10038 | 0.02975 | 0.068236 | 0.013605 | 0.0054612 | 0.017375 | 0.20599 | 0.00099294 | 0.0039982 | 0.00099294 | 0.092507 | 0.00099294 | 0.000999 | 0.026983 | 0.041729 | 0.032334 | 0.0136 | 0.013609 | 0.0136 | 0.0136 | 0 | 0.027268 | 0.055862 | 0.055399 | 0.019514 | 0.0098657 | 0.020978 | 0.2313 | 0.2859 | 0.5394 | 0.12756 | 0.0099294 | 0.0099294 | 0.0099294 | 0.014894 | 0.01539 | 0.014894 | 0.01539 | 0.014894 | 0.015279 | 0.014789 | 0.32759 |  | 0.024821 | 0.024821 | 0.066689 | 0.024963 | 0.14961 | 0.039034 | 0.017866 | 0.013605 | 0.0054262 | 0.033253 | 0.25923 | 0.00098651 | 0.00099901 | 0.00098657 | 0.091388 | 0.0020436 | 0.00099848 | 0.027271 | 0.041232 | 0.032905 | 0.013565 | 0.013565 | 0.027194 | 0.013549 | 0 | 0.027268 | 0.031056 | 0.031056 | 0.019516 | 0.0098657 | 0.027582 | 0.22838 | 0.28227 | 0.53248 | 0.12599 | 0.025472 | 0.025472 | 0.0098657 | 0.035776 | 0.043015 | 0.035776 | 0.036519 | 0.035776 | 0.015279 | 0.014789 | 0.32342 | 0.069505 | 0.024587 | 0.024587 | 0.055027 | 0.041364 | 0.13901 | 0.11371 | 0.13911
5: platform (structural integrity) | 0.029771 | 0.067841 | 0.013605 | 0.0054261 | 0.017239 | 0.20339 | 0.00098657 | 0.0039804 | 0.00098657 | 0.091392 | 0.00098657 | 0.00099901 | 0.027271 | 0.041698 | 0.032341 | 0.013548 | 0.049041 | 0.013548 | 0.013548 | 0 |  | 0.055539 | 0.055079 | 0.019516 | 0.0098657 | 0.020879 | 0.22838 | 0.28227 | 0.53247 | 0.12599 | 0.0098657 | 0.0098657 | 0.0098657 | 0.014789 | 0.015279 | 0.014789 | 0.015279 | 0.014789 | 0.014981 | 0.014509 | 0.32342 |  | 0.024587 | 0.024587 | 0.066527 | 0.024963 | 0.14946 | 0 | 0.017866 | 0.013605 | 0.0054262 | 0.03325 | 0.25923 | 0.00098651 | 0.00099901 | 0.00098658 | 0.091388 | 0.0020433 | 0.00099848 | 0.027271 | 0.041232 | 0.032905 | 0.013565 | 0.013565 | 0.027171 | 0.013549 | 0 | 0.027268 | 0.031056 | 0.031056 | 0.019516 | 0.0098657 |  | 0.22838 | 0.28227 | 0.53248 | 0.12599 | 0.025469 | 0.025469 | 0.0098658 | 0.035773 | 0.043012 | 0.035773 | 0.036515 | 0.035773 | 0.015279 | 0.014789 | 0.32342 | 0.069505 | 0.024587 | 0.024587 | 0.055027 | 0.041364 | 0.13901 | 0.02975 | 0.068236 | 0.013605 | 0.0054612 | 0.017375 | 0.20599 | 0.00099294 | 0.0039982 | 0.00099294 | 0.092507 | 0.00099294 | 0.000999 | 0.02685 | 0.041729 | 0.032334 | 0.0136 | 0.013565 | 0.0136 | 0.0136 | 0 | 0.027268 | 0.055862 | 0.055399 | 0.019514 | 0.0098657 | 0.020978 | 0.2313 | 0.2859 | 0.5394 | 0.12756 | 0.0099294 | 0.0099294 | 0.0099294 | 0.014894 | 0.01539 | 0.014894 | 0.01539 | 0.014894 | 0.015279 | 0.014789 | 0.32759 |  | 0.024821 | 0.024821 | 0.066689 | 0.024963 | 0.14961 | 0.02975 |  | 0.013592 | 0.0054612 | 0.017375 | 0.20599 | 0.0020195 | 0.00098651 | 0.00099294 | 0.10692 | 0.00099294 | 0.000999 | 0.00051366 | 0.033372 | 0.010598 | 0.0136 | 0.027479 | 0.0136 | 0.0136 | 0 | 0.027168 |  |  | 0.019514 | 0.0098658 | 0.020978 | 0.2313 | 0.2859 | 0.5394 | 0.12756 | 0.0099294 | 0.0099294 | 0.0099294 | 0.015651 | 0.022906 | 0.015651 | 0.016164 | 0.022394 | 0.015162 | 0.014679 | 0.32759 | 0.024187 | 0.024821 | 0.024821 | 0.024187 | 0.024963 | 0.1004 | 0.025187 | 0.010659 | 0.00050681 | 0.14466 | 0.50875 | 0.60375 | 0.00050688 | 0.0005005 | 0.02655 | 0.0075156 | 0.00054659 | 0.00099923 | 0.0070628 | 0.51698 | 0.021873 | 0.0069695 | 0.0069695 | 0.0069695 |  | 0 | 0.020137 | 0.51025 | 0.51025 | 0.50161 | 0.0099294 | 0.22307 | 0.24129 | 0.2968 | 0.55457 | 0.13581 | 0.505 | 0.505 | 0.010746 | 0.5075 | 0.50775 | 0.5075 | 0.50775 | 0.5075 | 0.0069816 | 0.0069781 |  | 0.44068 |  |  | 0.36486 | 0.27401 | 0.44721 | 0.50975 | 0.00050975 | 0.00050681 | 0.0027775 | 0.00050875 | 0.00060375 | 0.1411 | 0.000505 | 0.000505 | 0.00054659 | 0.0005005 | 0.0005005 | 0.00051366 | 0.00051698 | 0.010598 | 0.50687 | 0.50688 | 0.50687 | 0.50687 | 0 | 0.020137 | 0.51025 | 0.51025 | 0.01025 | 0.0099294 | 0.47823 | 0.0033908 | 0.003542 | 0.0042443 | 0.0031034 | 1 | 0.505 | 0.0027775 | 0.0027912 | 0.0027926 | 0.0027912 | 0.0027926 | 0.0027912 | 0.0069816 | 0.0069781 | 0.0036575 | 0.5125 | 0.0028188 | 0.0028188 | 0.5125 | 0.0005125 | 0.5525 | 0.025187 | 0.010659 | 0.00050681 | 0.14466 | 0.50875 | 0.60375 | 0.00050688 | 0.0005005 | 0.02655 | 0.0075156 | 0.00054659 | 0.00099923 | 0.0070628 | 0.51698 | 0.021873 | 0.0069695 | 0.0069695 | 0.0069695 |  | 0 | 0.020137 | 0.51025 | 0.51025 | 0.50161 | 0.0099294 | 0.22307 | 0.24129 | 0.2968 | 0.55457 | 0.13581 | 0.505 | 0.505 | 0.010746 | 0.5075 | 0.50775 | 0.5075 | 0.50775 | 0.5075 | 0.0069816 | 0.0069781 |  | 0.44068 |  |  | 0.36486 | 0.27401 | 0.44721 | 0.02975 |  | 0.013592 | 0.0054612 | 0.017375 | 0.20599 | 0.0020195 | 0.00098651 | 0.00099294 | 0.10692 | 0.00099294 | 0.000999 | 0.00051366 | 0.033372 | 0.010598 | 0.0136 | 0.027479 | 0.0136 | 0.0136 | 0 | 0.027168 |  |  | 0.019514 | 0.0098658 | 0.020978 | 0.2313 | 0.2859 | 0.5394 | 0.12756 | 0.0099294 | 0.0099294 | 0.0099294 | 0.015651 | 0.022906 | 0.015651 | 0.016164 | 0.022394 | 0.015162 | 0.014679 | 0.32759 | 0.024187 | 0.024821 | 0.024821 | 0.024187 | 0.024963 | 0.1004 | 0.02975 | 0.068236 | 0.013605 | 0.0054612 | 0.017375 | 0.20599 | 0.00099294 | 0.0039982 | 0.00099294 | 0.092507 | 0.00099294 | 0.000999 | 0.02685 | 0.041729 | 0.032334 | 0.0136 | 0.013565 | 0.0136 | 0.0136 | 0 | 0.027268 | 0.055862 | 0.055399 | 0.019514 | 0.0098657 | 0.020978 | 0.2313 | 0.2859 | 0.5394 | 0.12756 | 0.0099294 | 0.0099294 | 0.0099294 | 0.014894 | 0.01539 | 0.014894 | 0.01539 | 0.014894 | 0.015279 | 0.014789 | 0.32759 |  | 0.024821 | 0.024821 | 0.066689 | 0.024963 | 0.14961 | 0 | 0.017866 | 0.013605 | 0.0054262 | 0.03325 | 0.25923 | 0.00098651 | 0.00099901 | 0.00098658 | 0.091388 | 0.0020433 | 0.00099848 | 0.027271 | 0.041232 | 0.032905 | 0.013565 | 0.013565 | 0.027171 | 0.013549 | 0 | 0.027268 | 0.031056 | 0.031056 | 0.019516 | 0.0098657 |  | 0.22838 | 0.28227 | 0.53248 | 0.12599 | 0.025469 | 0.025469 | 0.0098658 | 0.035773 | 0.043012 | 0.035773 | 0.036515 | 0.035773 | 0.015279 | 0.014789 | 0.32342 | 0.069505 | 0.024587 | 0.024587 | 0.055027 | 0.041364 | 0.13901 | 0.10251 | 0.081216
5: platform (watertightness) | 0.029771 | 0.067841 | 0.013605 | 0.0054261 | 0.017239 | 0.20339 | 0.00098657 | 0.0039804 | 0.00098657 | 0.091392 | 0.00098657 | 0.00099901 | 0.048125 | 0.041698 | 0.032341 | 0.013548 | 0.048071 | 0.013548 | 0.013548 | 0 | 0.02702 | 0.055539 | 0.055079 | 0.019516 | 0.0098657 | 0.020879 | 0.22838 | 0.28227 | 0.53247 | 0.12599 | 0.0098657 | 0.0098657 | 0.0098657 | 0.014789 | 0.015279 | 0.014789 | 0.015279 | 0.014789 | 0.014989 | 0.014516 | 0.32342 | 0.091555 | 0.024587 | 0.024587 | 0.066527 | 0.024963 | 0.14946 | 0.029771 | 0.067841 | 0.013605 | 0.0054262 | 0.017239 | 0.2034 | 0.00098657 | 0.0039825 | 0.00098657 | 0.091393 | 0.00098657 | 0.00099901 | 0.027271 | 0.047526 | 0.032341 | 0.025636 | 0.013385 | 0.013574 | 0.013574 | 0 | 0.02727 | 0.055539 | 0.055079 | 0.019516 | 0.0098657 | 0.020879 | 0.22838 | 0.28227 | 0.53248 | 0.12599 | 0.0098657 | 0.0098657 | 0.0098657 | 0.029186 | 0.029932 | 0.029186 | 0.029932 | 0.029186 | 0.015281 | 0.014791 | 0.32342 | 0 | 0.024587 | 0.024587 | 0.068503 | 0.024963 | 0.15191 | 0.028893 | 0.017862 | 0.013605 | 0.016621 | 0.026632 | 0.25402 | 0.00098973 | 0.00099901 | 0.0035244 | 0.091951 | 0.000916 | 0.00099904 | 0.026983 | 0.041255 | 0.032904 | 0.013609 | 0.013609 | 0.013564 | 0.085786 | 0 | 0.027268 | 0.031113 | 0.031113 |  | 0.0098657 | 0.025167 | 0.25385 | 0.30843 | 0.56184 | 0.15016 | 0.020212 | 0.020212 | 0.02043 | 0.029116 | 0.036468 | 0.029116 | 0.02986 | 0.029116 | 0.015279 | 0.014789 | 0.38175 | 0.069565 | 0.082211 | 0.082211 | 0.055062 | 0.04086 | 0.13905 | 0.02975 | 0.069491 | 0.013598 | 0.0054612 | 0.017375 | 0.20599 | 0.0015143 | 0.00098973 | 0.00099294 | 0.10045 | 0.00099294 | 0.000999 | 0.51366 | 0.0071085 | 0.032235 | 0.0069781 | 0.50688 | 0.0069781 | 0.0069781 | 0 | 0.023708 | 0.060141 | 0.059681 | 0.019514 | 0.0098657 | 0.020978 | 0.2313 | 0.2859 | 0.5394 | 0.12756 | 0.0099294 | 0.0099294 | 0.0099294 | 0.014894 | 0.0069816 | 0.014894 | 0.01539 | 0.0069781 | 0.01113 | 0.010883 | 0.32759 | 0.024493 | 0.024821 | 0.024821 | 0.024493 | 0.024963 | 0.10262 | 0.02975 | 0.054819 | 0.013612 | 0.0054612 | 0.017375 | 0.20599 | 0.00050688 | 0.0032457 | 0.00099294 | 0.0075156 | 0.00099294 | 0.000999 | 0.00051366 |  | 0.010598 | 0.50687 | 0.50687 | 0.27782 | 0.042213 | 0 |  |  |  | 0.019514 | 0.0098657 | 0.020978 | 0.2313 | 0.2859 | 0.5394 | 0.12756 | 0.0099294 | 0.0099294 | 0.0099294 | 0.015651 | 0.016164 | 0.015651 | 0.016164 | 0.015651 | 0.01113 | 0.010883 | 0.32759 | 0.48141 | 0.024821 | 0.024821 | 0.4484 | 0.024963 | 0.5525 | 0.50975 | 0.50975 | 0.00050681 | 0.0027775 | 0.50875 | 0.60375 | 0.00051025 | 0.000505 | 0.0005005 | 0.00054659 | 0.5005 | 0.0005005 | 0.51366 | 0.51698 | 0.010598 | 0.0075156 | 0.0075156 | 0.0069695 | 0.50687 | 0 | 0.50687 | 0.011205 | 0.011205 | 0.51 | 0.0099294 | 0.47823 | 0.6165 | 0.644 | 0.77169 | 0.56425 | 0.505 | 1 | 0.000505 | 0.5075 | 0.50775 | 0.5075 | 0.50775 | 0.5075 | 0.0069816 | 0.0069781 | 0.665 | 0.5125 | 0.5125 | 0.5125 | 0.010506 | 0.5125 | 0.011326 | 0.034606 |  | 0.00050681 | 0.0057603 | 0.00050875 | 0.00060375 | 0.00051025 | 0.0005005 | 0.0012976 | 0.54659 | 0.0010473 | 0.00099898 | 0.51366 | 0.00051698 | 0.033608 | 0.00050688 | 0.00050688 | 0.013652 |  | 0 | 0.027362 | 0.00051025 | 0.00051025 | 0.062625 | 0.0099294 | 0.011535 | 0.23581 | 0.29135 | 0.54924 | 0.13027 | 0.010695 | 0.010695 | 0.010473 | 0.15851 | 0.16502 | 0.15851 | 0.16377 | 0.15851 | 0.015389 | 0.014893 | 0.34198 | 0.026393 | 0.027023 | 0.027023 | 0.026007 | 0.024736 | 0.10787 | 0.02975 | 0.069491 | 0.013598 | 0.0054612 | 0.017375 | 0.20599 | 0.0015143 | 0.00098973 | 0.00099294 | 0.10045 | 0.00099294 | 0.000999 | 0.00051366 | 0.0071085 | 0.032235 | 0.0069781 | 0.50687 | 0.0069781 | 0.0069781 | 0 | 0.023708 | 0.060141 | 0.059681 | 0.019514 | 0.0098657 | 0.020978 | 0.2313 | 0.2859 | 0.5394 | 0.12756 | 0.0099294 | 0.0099294 | 0.0099294 | 0.015651 | 0.50775 | 0.015651 | 0.016164 | 0.5075 | 0.01113 | 0.010883 | 0.32759 | 0.024493 | 0.024821 | 0.024821 | 0.024493 | 0.024963 | 0.10262 | 0.02975 | 0.068149 | 0.013605 | 0.0054612 | 0.017375 | 0.20599 | 0.00098973 | 0.0034859 | 0.00099294 | 0.091951 | 0.00099294 | 0.000999 | 0.026983 | 0.041736 | 0.032335 | 0.013609 | 0.013609 | 0.047381 | 0.040884 | 0 | 0.027268 | 0.055794 | 0.055331 | 0.019514 | 0.0098657 | 0.020978 | 0.2313 | 0.2859 | 0.5394 | 0.12756 | 0.0099294 | 0.0099294 | 0.0099294 | 0.014894 | 0.01539 | 0.014894 | 0.01539 | 0.014894 | 0.015279 | 0.014789 | 0.32759 | 0.091793 | 0.024821 | 0.024821 | 0.066659 | 0.024963 | 0.14958 | 0.029771 | 0.067841 | 0.013605 | 0.0054262 | 0.017239 | 0.2034 | 0.00098657 | 0.0039825 | 0.00098657 | 0.091393 | 0.00098657 | 0.00099901 | 0.027271 | 0.047526 | 0.032341 | 0.025636 | 0.013385 | 0.013574 | 0.013574 | 0 | 0.02727 | 0.055539 | 0.055079 | 0.019516 | 0.0098657 | 0.020879 | 0.22838 | 0.28227 | 0.53248 | 0.12599 | 0.0098657 | 0.0098657 | 0.0098657 | 0.029186 | 0.029932 | 0.029186 | 0.029932 | 0.029186 | 0.015281 | 0.014791 | 0.32342 |  | 0.024587 | 0.024587 | 0.068503 | 0.024963 | 0.15191 | 0.099782 | 0.08021
5: ballast system failure | 0.029771 | 0.067841 | 0.013605 | 0.0054261 | 0.017239 | 0.20339 | 0.00098657 | 0.0039804 | 0.00098657 | 0.091392 | 0.00098657 | 0.00099901 | 0.048125 | 0.041698 | 0.032341 | 0.013548 | 0.048071 | 0.013548 | 0.013548 | 0 | 0.027019 | 0.055539 | 0.055079 | 0.019516 | 0.0098657 | 0.020879 | 0.22838 | 0.28227 | 0.53247 | 0.12599 | 0.0098657 | 0.0098657 | 0.0098657 | 0.014789 | 0.015279 | 0.014789 | 0.015279 | 0.014789 | 0.014989 | 0.014516 | 0.32342 | 0.091555 | 0.024587 | 0.024587 | 0.066527 | 0.024963 | 0.14946 | 0.029771 | 0.067841 | 0.013605 | 0.0054262 | 0.017239 | 0.2034 | 0.00098657 | 0.0039825 | 0.00098657 | 0.091393 | 0.00098657 | 0.00099901 | 0.027271 | 0.047526 | 0.032341 | 0.025636 | 0.013385 | 0.013574 | 0.013574 | 0 | 0.02727 | 0.055539 | 0.055079 | 0.019516 | 0.0098657 | 0.020879 | 0.22838 | 0.28227 | 0.53248 | 0.12599 | 0.0098657 | 0.0098657 | 0.0098657 | 0.029186 | 0.029932 | 0.029186 | 0.029932 | 0.029186 | 0.015281 | 0.014791 | 0.32342 |  | 0.024587 | 0.024587 | 0.068503 | 0.024963 | 0.15191 | 0.038495 | 0.017862 | 0.013605 | 0.0054261 | 0.026632 | 0.25402 | 0.00098973 | 0.00099901 | 0.00098657 | 0.091951 | 0.000916 | 0.00099904 | 0.026983 | 0.041255 | 0.032904 | 0.013609 | 0.013609 | 0.013564 | 0.013548 | 0 | 0.027268 | 0.031113 | 0.031113 | 0.019516 | 0.0098657 | 0.025167 | 0.22838 | 0.28226 | 0.53247 | 0.12599 | 0.020212 | 0.020212 | 0.0098657 | 0.029116 | 0.036468 | 0.029116 | 0.02986 | 0.029116 | 0.015279 | 0.014789 | 0.32341 | 0.069565 | 0.024587 | 0.024587 | 0.055062 | 0.04086 | 0.13905 | 0.02975 | 0.069491 | 0.013598 | 0.0054612 | 0.017375 | 0.20599 | 0.0015143 | 0.00098973 | 0.00099294 | 0.10045 | 0.00099294 | 0.000999 | 0.51366 | 0.0071085 | 0.032235 | 0.0069781 | 0.50687 | 0.0069781 | 0.0069781 | 0 | 0.023708 | 0.060141 | 0.059681 | 0.019514 | 0.0098657 | 0.020978 | 0.2313 | 0.2859 | 0.5394 | 0.12756 | 0.0099294 | 0.0099294 | 0.0099294 | 0.014894 | 0.0069816 | 0.014894 | 0.01539 | 0.0069781 | 0.01113 | 0.010883 | 0.32759 | 0.024493 | 0.024821 | 0.024821 | 0.024493 | 0.024963 | 0.10262 | 0.03889 | 0.018532 | 0.013612 | 0.0054612 | 0.019602 | 0.22225 | 0.00050688 | 0.00099925 | 0.00099294 | 0.0075156 | 0.0011109 | 0.00099895 | 0.00051366 | 0.037821 | 0.033101 | 0.0069695 | 0.0069695 | 0.013609 |  | 0 | 0.027316 | 0.022548 | 0.022548 | 0.019514 | 0.0098657 | 0.022072 | 0.2313 | 0.2859 | 0.5394 | 0.12756 | 0.013781 | 0.013781 | 0.0099294 | 0.019133 | 0.023104 | 0.019133 | 0.019646 | 0.019133 | 0.015335 | 0.014842 | 0.32759 | 0.060511 | 0.024821 | 0.024821 | 0.049815 | 0.036783 | 0.1339 | 0.50975 | 0.00050975 | 0.00050681 | 0.0027775 | 0.00050875 | 0.00060375 | 0.00051025 | 0.000505 | 0.000505 | 0.00054659 | 0.0005005 | 0.0005005 | 0.00051366 | 0.00051698 | 0.010598 | 0.50687 | 0.50687 | 0.50688 | 0.50687 | 0 | 0.50687 | 0.51025 | 0.011205 | 0.51 | 0.0099294 | 0.47823 | 0.6165 | 0.644 | 0.77169 | 0.56425 | 0.000505 | 0.000505 | 1 | 0.0005075 | 0.00050775 | 0.0005075 | 0.00050775 | 0.0005075 | 0.0069816 | 0.0069781 | 0.000665 | 0.5125 | 0.0005125 | 0.0005125 | 0.5125 | 0.0005125 | 0.5525 | 0.043638 | 0.018532 | 0.00050681 | 0.0057603 | 0.00050875 | 0.00060375 | 0.00051025 | 0.0005005 | 0.0012976 | 0.0075156 | 0.0011325 | 0.00099893 | 0.51366 | 0.00051698 | 0.033608 | 0.00050688 | 0.00050688 | 0.013652 |  | 0 | 0.027362 | 0.00051025 | 0.00051025 | 0.062625 | 0.0099294 | 0.011535 | 0.23581 | 0.29135 | 0.54924 | 0.13027 | 0.011539 | 0.011539 | 0.010473 | 0.15851 | 0.16502 | 0.15851 | 0.16377 | 0.15851 | 0.015389 | 0.014893 | 0.34198 | 0.026393 | 0.027023 | 0.027023 | 0.026007 | 0.024736 | 0.10787 | 0.02975 | 0.069491 | 0.013598 | 0.0054612 | 0.017375 | 0.20599 | 0.0015143 | 0.00098973 | 0.00099294 | 0.10045 | 0.00099294 | 0.000999 | 0.00051366 | 0.0071085 | 0.032235 | 0.0069781 | 0.50687 | 0.0069781 | 0.0069781 | 0 | 0.023708 | 0.060141 | 0.059681 | 0.019514 | 0.0098657 | 0.020978 | 0.2313 | 0.2859 | 0.5394 | 0.12756 | 0.0099294 | 0.0099294 | 0.0099294 | 0.015651 | 0.50775 | 0.015651 | 0.016164 | 0.5075 | 0.01113 | 0.010883 | 0.32759 | 0.024493 | 0.024821 | 0.024821 | 0.024493 | 0.024963 | 0.10262 | 0.02975 | 0.068149 | 0.013605 | 0.0054612 | 0.017375 | 0.20599 | 0.00098973 | 0.0034859 | 0.00099294 | 0.091951 | 0.00099294 | 0.000999 | 0.026983 | 0.041736 | 0.032335 | 0.013609 | 0.013609 | 0.047381 | 0.040884 | 0 | 0.027268 | 0.055794 | 0.055331 | 0.019514 | 0.0098657 | 0.020978 | 0.2313 | 0.2859 | 0.5394 | 0.12756 | 0.0099294 | 0.0099294 | 0.0099294 | 0.014894 | 0.01539 | 0.014894 | 0.01539 | 0.014894 | 0.015279 | 0.014789 | 0.32759 | 0.091793 | 0.024821 | 0.024821 | 0.066659 | 0.024963 | 0.14958 | 0.029771 | 0.067841 | 0.013605 | 0.0054262 | 0.017239 | 0.2034 | 0.00098657 | 0.0039825 | 0.00098657 | 0.091393 | 0.00098657 | 0.00099901 | 0.027271 | 0.047526 | 0.032341 | 0.025636 | 0.013385 | 0.013574 | 0.013574 | 0 | 0.02727 | 0.055539 | 0.055079 | 0.019516 | 0.0098657 | 0.020879 | 0.22838 | 0.28227 | 0.53248 | 0.12599 | 0.0098657 | 0.0098657 | 0.0098657 | 0.029186 | 0.029932 | 0.029186 | 0.029932 | 0.029186 | 0.015281 | 0.014791 | 0.32342 |  | 0.024587 | 0.024587 | 0.068503 | 0.024963 | 0.15191 | 0.080518 | 0.041275
5: chain | 0.029771 | 0.067841 | 0.013605 | 0.0054261 | 0.017239 | 0.20339 | 0.00098657 | 0.0034716 | 0.00098657 | 0.091392 | 0.00098657 | 0.00099901 | 0.027271 | 0.034946 | 0.032341 | 0.070461 | 0.035999 | 0.047302 | 0.047302 | 0 | 0.027107 | 0.055539 | 0.055079 | 0.019516 | 0.0098657 | 0.020879 | 0.22838 | 0.28226 | 0.53247 | 0.12599 | 0.0098657 | 0.0098657 | 0.0098657 | 0.014789 | 0.015279 | 0.014789 | 0.015279 | 0.014789 | 0.015091 | 0.014612 | 0.32341 | 0.089371 | 0.024587 | 0.024587 | 0.064239 | 0.024963 | 0.14662 | 0.039034 | 0.017866 | 0.013605 | 0.0054261 | 0.033259 | 0.25924 | 0.00098651 | 0.00099901 | 0.00098657 | 0.091388 | 0.0020441 | 0.00099848 | 0.027284 | 0.041232 | 0.032905 | 0.013565 | 0.013565 | 0.027243 | 0.013548 | 0 | 0.027268 | 0.031056 | 0.031056 | 0.019516 | 0.0098657 | 0.027585 | 0.22838 | 0.28226 | 0.53247 | 0.12599 | 0.025477 | 0.025477 | 0.0098657 | 0.035786 | 0.043025 | 0.035786 | 0.036529 | 0.035786 | 0.015279 | 0.014789 | 0.32341 | 0.069505 | 0.024587 | 0.024587 | 0.055027 | 0.041365 | 0.13901 | 0.03132 | 0.038604 | 0.013612 | 0.0027875 | 0.0069317 | 0.0082261 | 0.00050681 | 0.0027793 | 0.00050681 | 0.0074473 | 0.00050681 | 0.00099925 | 0.044611 | 0.041266 | 0.032897 | 0.0136 | 0.0355 | 0.0136 | 0.0136 | 0 | 0.02711 | 0.03139 | 0.031143 | 0.019684 | 0.0098657 | 0.013686 | 0.0083998 | 0.0087745 | 0.010514 | 0.0076879 | 0.0050681 | 0.0050681 | 0.0050681 | 0.0069147 | 0.0069181 | 0.0069147 | 0.0069181 | 0.0069147 | 0.015095 | 0.014616 | 0.0090606 | 0.069709 | 0.0069828 | 0.0069828 | 0.05508 | 0.024975 | 0.13907 | 0.03132 | 0.038604 | 0.013612 | 0.0027875 | 0.0069317 | 0.0082261 | 0.00050681 | 0.0025396 | 0.00050681 | 0.0074473 | 0.00050681 | 0.00099925 | 0.00051366 | 0.27916 | 0.032897 | 0.50687 | 0.0070628 | 0.0069781 | 0.0069781 | 0 | 0.027315 | 0.03139 | 0.031143 | 0.019684 | 0.0098657 | 0.013686 | 0.0083998 | 0.0087745 | 0.010514 | 0.0076879 | 0.0050681 | 0.0050681 | 0.0050681 | 0.5075 | 0.50775 | 0.5075 | 0.50775 | 0.5075 | 0.015334 | 0.014841 | 0.0090606 | 0.15063 | 0.0069828 | 0.0069828 | 0.13776 | 0.024975 | 0.24165 | 0.025187 | 0.010659 | 0.00050681 | 0.45337 | 0.50875 | 0.60375 | 0.00050688 | 0.0005005 | 0.5005 | 0.0075156 | 0.00054659 | 0.00099923 | 0.0070628 | 0.51698 | 0.021873 | 0.0069695 | 0.0069695 | 0.0069695 | 0.47045 | 0 | 0.020137 | 0.51025 | 0.51025 | 0.39189 | 0.0050681 | 0.47823 | 0.6165 | 0.644 | 0.77169 | 0.56425 | 0.505 | 0.505 | 0.505 | 0.5075 | 0.50775 | 0.5075 | 0.50775 | 0.5075 | 0.0069816 | 0.0069781 | 0.665 | 0.44068 | 0.5125 | 0.5125 | 0.36486 | 0.27401 | 0.44721 | 0.50975 | 0.010659 | 0.00050681 | 0.50275 | 0.50875 | 0.60375 | 0.072241 | 0.00050688 | 0.0005005 | 0.54659 | 0.00054659 | 0.0005005 | 0.51366 | 0.0071085 | 0.010598 | 0.0069781 | 0.50688 | 0.0069781 | 0.0069781 | 0 | 0.50687 | 0.51025 | 0.51025 | 0.51 | 0.0050681 | 0.47823 | 0.6165 | 0.644 | 0.77169 | 0.56425 | 0.505 | 0.505 | 0.505 | 1 | 0.0069816 | 0.5075 | 0.50775 | 0.0069781 | 0.0069816 | 0.0069781 | 0.022589 | 0.012925 | 0.012925 | 0.012925 | 0.012925 | 0.5125 | 0.018767 | 0.025187 | 0.010659 | 0.00050681 | 0.3564 | 0.50875 | 0.60375 | 0.00050688 | 0.0005005 | 0.068953 | 0.0075156 | 0.00054659 | 0.00099923 | 0.0070628 | 0.51698 | 0.021873 | 0.0069695 | 0.0069695 | 0.0069695 | 0.47045 | 0 | 0.020137 | 0.51025 | 0.51025 | 0.39189 | 0.0099294 | 0.22307 | 0.6165 | 0.644 | 0.77169 | 0.56425 | 0.505 | 0.505 | 0.37481 | 0.5075 | 0.50775 | 0.5075 | 0.50775 | 0.5075 | 0.0069816 | 0.0069781 | 0.665 | 0.44068 | 0.5125 | 0.5125 | 0.36486 | 0.27401 | 0.44721 | 0.03132 | 0.038604 | 0.013612 | 0.0027875 | 0.0069317 | 0.0082261 | 0.00050681 | 0.0025396 | 0.00050681 | 0.0074473 | 0.00050681 | 0.00099925 | 0.00051366 | 0.26214 | 0.032897 | 0.47157 | 0.013559 | 0.0069781 | 0.0069781 | 0 | 0.027268 | 0.03139 | 0.031143 | 0.019684 | 0.0098657 | 0.013686 | 0.0083998 | 0.0087745 | 0.010514 | 0.0076879 | 0.0050681 | 0.0050681 | 0.0050681 | 0.5075 | 0.50775 | 0.5075 | 0.50775 | 0.5075 | 0.015279 | 0.01479 | 0.0090606 | 0.14484 | 0.0069828 | 0.0069828 | 0.13185 | 0.024975 | 0.23431 | 0.02975 | 0.068236 | 0.013605 | 0.0054612 | 0.017375 | 0.20599 | 0.00099294 | 0.0039982 | 0.00099294 | 0.092507 | 0.00099294 | 0.000999 | 0.045067 | 0.041729 | 0.032334 | 0.0136 | 0.045178 | 0.0136 | 0.0136 | 0 | 0.027041 | 0.055862 | 0.055399 | 0.019514 | 0.0098657 | 0.020978 | 0.2313 | 0.2859 | 0.5394 | 0.12756 | 0.0099294 | 0.0099294 | 0.0099294 | 0.014894 | 0.01539 | 0.014894 | 0.01539 | 0.014894 | 0.015013 | 0.014539 | 0.32759 | 0.091852 | 0.024821 | 0.024821 | 0.066689 | 0.024963 | 0.14961 | 0.039034 | 0.017866 | 0.013605 | 0.0054261 | 0.033259 | 0.25924 | 0.00098651 | 0.00099901 | 0.00098657 | 0.091388 | 0.0020441 | 0.00099848 | 0.027271 | 0.041232 | 0.032905 | 0.013565 | 0.013565 | 0.02722 | 0.013548 | 0 | 0.027268 | 0.031056 | 0.031056 | 0.019516 | 0.0098657 | 0.027585 | 0.22838 | 0.28226 | 0.53247 | 0.12599 | 0.025477 | 0.025477 | 0.0098657 | 0.035782 | 0.043021 | 0.035782 | 0.036525 | 0.035782 | 0.015279 | 0.014789 | 0.32341 | 0.069505 | 0.024587 | 0.024587 | 0.055027 | 0.041365 | 0.13901 | 0.13415 | 0.13384
5: synthetic rope | 0.029771 | 0.067841 | 0.013605 | 0.0054261 | 0.017239 | 0.20339 | 0.00098657 | 0.0034716 | 0.00098657 | 0.091392 | 0.00098657 | 0.00099901 | 0.027271 | 0.034946 | 0.032341 | 0.070461 | 0.035999 | 0.047302 | 0.047302 | 0 | 0.027107 | 0.055539 | 0.055079 | 0.019516 | 0.0098657 | 0.020879 | 0.22838 | 0.28226 | 0.53247 | 0.12599 | 0.0098657 | 0.0098657 | 0.0098657 | 0.014789 | 0.015279 | 0.014789 | 0.015279 | 0.014789 | 0.015091 | 0.014612 | 0.32341 | 0.089371 | 0.024587 | 0.024587 | 0.064239 | 0.024963 | 0.14662 | 0.039034 | 0.017866 | 0.013605 | 0.0054261 | 0.033259 | 0.25924 | 0.00098651 | 0.00099901 | 0.00098657 | 0.091388 | 0.0020441 | 0.00099848 | 0.027284 | 0.041232 | 0.032905 | 0.013565 | 0.013565 | 0.027243 | 0.013548 | 0 | 0.027268 | 0.031056 | 0.031056 | 0.019516 | 0.0098657 | 0.027585 | 0.22838 | 0.28226 | 0.53247 | 0.12599 | 0.025477 | 0.025477 | 0.0098657 | 0.035786 | 0.043025 | 0.035786 | 0.036529 | 0.035786 | 0.015279 | 0.014789 | 0.32341 | 0.069505 | 0.024587 | 0.024587 | 0.055027 | 0.041365 | 0.13901 | 0.03132 | 0.038604 | 0.013612 | 0.0027875 | 0.0069317 | 0.0082261 | 0.00050681 | 0.0027793 | 0.00050681 | 0.0074473 | 0.00050681 | 0.00099925 | 0.044611 | 0.041266 | 0.032897 | 0.0136 | 0.0355 | 0.0136 | 0.0136 | 0 | 0.02711 | 0.03139 | 0.031143 | 0.019684 | 0.0098657 | 0.013686 | 0.0083998 | 0.0087745 | 0.010514 | 0.0076879 | 0.0050681 | 0.0050681 | 0.0050681 | 0.0069147 | 0.0069181 | 0.0069147 | 0.0069181 | 0.0069147 | 0.015095 | 0.014616 | 0.0090606 | 0.069709 | 0.0069828 | 0.0069828 | 0.05508 | 0.024975 | 0.13907 | 0.03132 | 0.038604 | 0.013612 | 0.0027875 | 0.0069317 | 0.0082261 | 0.00050681 | 0.0025396 | 0.00050681 | 0.0074473 | 0.00050681 | 0.00099925 | 0.00051366 | 0.27916 | 0.032897 | 0.50687 | 0.0070628 | 0.0069781 | 0.0069781 | 0 | 0.027315 | 0.03139 | 0.031143 | 0.019684 | 0.0098657 | 0.013686 | 0.0083998 | 0.0087745 | 0.010514 | 0.0076879 | 0.0050681 | 0.0050681 | 0.0050681 | 0.5075 | 0.50775 | 0.5075 | 0.50775 | 0.5075 | 0.015334 | 0.014841 | 0.0090606 | 0.15063 | 0.0069828 | 0.0069828 | 0.13776 | 0.024975 | 0.24165 | 0.025187 | 0.010659 | 0.00050681 | 0.45337 | 0.50875 | 0.60375 | 0.00050688 | 0.0005005 | 0.5005 | 0.0075156 | 0.00054659 | 0.00099923 | 0.0070628 | 0.51698 | 0.021873 | 0.0069695 | 0.0069695 | 0.0069695 | 0.47045 | 0 | 0.020137 | 0.51025 | 0.51025 | 0.39189 | 0.0050681 | 0.47823 | 0.6165 | 0.644 | 0.77169 | 0.56425 | 0.505 | 0.505 | 0.505 | 0.5075 | 0.50775 | 0.5075 | 0.50775 | 0.5075 | 0.0069816 | 0.0069781 | 0.665 | 0.44068 | 0.5125 | 0.5125 | 0.36486 | 0.27401 | 0.44721 | 0.50975 | 0.010659 | 0.00050681 | 0.50275 | 0.50875 | 0.60375 | 0.072241 | 0.00050688 | 0.0005005 | 0.54659 | 0.00054659 | 0.0005005 | 0.51366 | 0.0071085 | 0.010598 | 0.0069816 | 0.50688 | 0.0069816 | 0.0069816 | 0 | 0.50687 | 0.51025 | 0.51025 | 0.51 | 0.0050681 | 0.47823 | 0.6165 | 0.644 | 0.77169 | 0.56425 | 0.505 | 0.505 | 0.505 | 0.5075 | 1 | 0.5075 | 0.50775 | 0.0069781 | 0.0069816 | 0.0069781 | 0.022589 | 0.012925 | 0.012925 | 0.012925 | 0.012925 | 0.5125 | 0.018767 | 0.025187 | 0.010659 | 0.00050681 | 0.3564 | 0.50875 | 0.60375 | 0.00050688 | 0.0005005 | 0.068953 | 0.0075156 | 0.00054659 | 0.00099923 | 0.0070628 | 0.51698 | 0.021873 | 0.0069695 | 0.0069695 | 0.0069695 | 0.47045 | 0 | 0.020137 | 0.51025 | 0.51025 | 0.39189 | 0.0099294 | 0.22307 | 0.6165 | 0.644 | 0.77169 | 0.56425 | 0.505 | 0.505 | 0.37481 | 0.5075 | 0.50775 | 0.5075 | 0.50775 | 0.5075 | 0.0069816 | 0.0069781 | 0.665 | 0.44068 | 0.5125 | 0.5125 | 0.36486 | 0.27401 | 0.44721 | 0.03132 | 0.038604 | 0.013612 | 0.0027875 | 0.0069317 | 0.0082261 | 0.00050681 | 0.0025396 | 0.00050681 | 0.0074473 | 0.00050681 | 0.00099925 | 0.00051366 | 0.26214 | 0.032897 | 0.47157 | 0.013559 | 0.0069781 | 0.0069781 | 0 | 0.027268 | 0.03139 | 0.031143 | 0.019684 | 0.0098657 | 0.013686 | 0.0083998 | 0.0087745 | 0.010514 | 0.0076879 | 0.0050681 | 0.0050681 | 0.0050681 | 0.5075 | 0.50775 | 0.5075 | 0.50775 | 0.5075 | 0.015279 | 0.01479 | 0.0090606 | 0.14484 | 0.0069828 | 0.0069828 | 0.13185 | 0.024975 | 0.23431 | 0.02975 | 0.068236 | 0.013605 | 0.0054612 | 0.017375 | 0.20599 | 0.00099294 | 0.0039982 | 0.00099294 | 0.092507 | 0.00099294 | 0.000999 | 0.045067 | 0.041729 | 0.032334 | 0.0136 | 0.045178 | 0.0136 | 0.0136 | 0 | 0.027041 | 0.055862 | 0.055399 | 0.019514 | 0.0098657 | 0.020978 | 0.2313 | 0.2859 | 0.5394 | 0.12756 | 0.0099294 | 0.0099294 | 0.0099294 | 0.014894 | 0.01539 | 0.014894 | 0.01539 | 0.014894 | 0.015013 | 0.014539 | 0.32759 | 0.091852 | 0.024821 | 0.024821 | 0.066689 | 0.024963 | 0.14961 | 0.039034 | 0.017866 | 0.013605 | 0.0054261 | 0.033259 | 0.25924 | 0.00098651 | 0.00099901 | 0.00098657 | 0.091388 | 0.0020441 | 0.00099848 | 0.027271 | 0.041232 | 0.032905 | 0.013565 | 0.013565 | 0.02722 | 0.013548 | 0 | 0.027268 | 0.031056 | 0.031056 | 0.019516 | 0.0098657 | 0.027585 | 0.22838 | 0.28226 | 0.53247 | 0.12599 | 0.025477 | 0.025477 | 0.0098657 | 0.035782 | 0.043021 | 0.035782 | 0.036525 | 0.035782 | 0.015279 | 0.014789 | 0.32341 | 0.069505 | 0.024587 | 0.024587 | 0.055027 | 0.041365 | 0.13901 | 0.13521 | 0.13281
5: wire rope | 0.029771 | 0.067841 | 0.013605 | 0.0054261 | 0.017239 | 0.20339 | 0.00098657 | 0.0034716 | 0.00098657 | 0.091392 | 0.00098657 | 0.00099901 | 0.027271 | 0.034946 | 0.032341 | 0.070461 | 0.035999 | 0.047302 | 0.047302 | 0 | 0.027107 | 0.055539 | 0.055079 | 0.019516 | 0.0098657 | 0.020879 | 0.22838 | 0.28226 | 0.53247 | 0.12599 | 0.0098657 | 0.0098657 | 0.0098657 | 0.014789 | 0.015279 | 0.014789 | 0.015279 | 0.014789 | 0.015091 | 0.014612 | 0.32341 | 0.089371 | 0.024587 | 0.024587 | 0.064239 | 0.024963 | 0.14662 | 0.039034 | 0.017866 | 0.013605 | 0.0054261 | 0.033259 | 0.25924 | 0.00098651 | 0.00099901 | 0.00098657 | 0.091388 | 0.0020441 | 0.00099848 | 0.027284 | 0.041232 | 0.032905 | 0.013565 | 0.013565 | 0.027243 | 0.013548 | 0 | 0.027268 | 0.031056 | 0.031056 | 0.019516 | 0.0098657 | 0.027585 | 0.22838 | 0.28226 | 0.53247 | 0.12599 | 0.025477 | 0.025477 | 0.0098657 | 0.035786 | 0.043025 | 0.035786 | 0.036529 | 0.035786 | 0.015279 | 0.014789 | 0.32341 | 0.069505 | 0.024587 | 0.024587 | 0.055027 | 0.041365 | 0.13901 | 0.03132 | 0.038604 | 0.013612 | 0.0027875 | 0.0069317 | 0.0082261 | 0.00050681 | 0.0027793 | 0.00050681 | 0.0074473 | 0.00050681 | 0.00099925 | 0.044611 | 0.041266 | 0.032897 | 0.0136 | 0.0355 | 0.0136 | 0.0136 | 0 | 0.02711 | 0.03139 | 0.031143 | 0.019684 | 0.0098657 | 0.013686 | 0.0083998 | 0.0087745 | 0.010514 | 0.0076879 | 0.0050681 | 0.0050681 | 0.0050681 | 0.0069147 | 0.0069181 | 0.0069147 | 0.0069181 | 0.0069147 | 0.015095 | 0.014616 | 0.0090606 | 0.069709 | 0.0069828 | 0.0069828 | 0.05508 | 0.024975 | 0.13907 | 0.03132 | 0.038604 | 0.013612 | 0.0027875 | 0.0069317 | 0.0082261 | 0.00050681 | 0.0025396 | 0.00050681 | 0.0074473 | 0.00050681 | 0.00099925 | 0.00051366 | 0.27916 | 0.032897 | 0.50687 | 0.0070628 | 0.0069781 | 0.0069781 | 0 | 0.027315 | 0.03139 | 0.031143 | 0.019684 | 0.0098657 | 0.013686 | 0.0083998 | 0.0087745 | 0.010514 | 0.0076879 | 0.0050681 | 0.0050681 | 0.0050681 | 0.5075 | 0.50775 | 0.5075 | 0.50775 | 0.5075 | 0.015334 | 0.014841 | 0.0090606 | 0.15063 | 0.0069828 | 0.0069828 | 0.13776 | 0.024975 | 0.24165 | 0.025187 | 0.010659 | 0.00050681 | 0.45337 | 0.50875 | 0.60375 | 0.00050688 | 0.0005005 | 0.5005 | 0.0075156 | 0.00054659 | 0.00099923 | 0.0070628 | 0.51698 | 0.021873 | 0.0069695 | 0.0069695 | 0.0069695 | 0.47045 | 0 | 0.020137 | 0.51025 | 0.51025 | 0.39189 | 0.0050681 | 0.47823 | 0.6165 | 0.644 | 0.77169 | 0.56425 | 0.505 | 0.505 | 0.505 | 0.5075 | 0.50775 | 0.5075 | 0.50775 | 0.5075 | 0.0069816 | 0.0069781 | 0.665 | 0.44068 | 0.5125 | 0.5125 | 0.36486 | 0.27401 | 0.44721 | 0.50975 | 0.010659 | 0.00050681 | 0.50275 | 0.50875 | 0.60375 | 0.072241 | 0.00050688 | 0.0005005 | 0.54659 | 0.00054659 | 0.0005005 | 0.51366 | 0.0071085 | 0.010598 | 0.0069781 | 0.50688 | 0.0069781 | 0.0069781 | 0 | 0.50687 | 0.51025 | 0.51025 | 0.51 | 0.0050681 | 0.47823 | 0.6165 | 0.644 | 0.77169 | 0.56425 | 0.505 | 0.505 | 0.505 | 0.5075 | 0.0069816 | 1 | 0.50775 | 0.0069781 | 0.0069816 | 0.0069781 | 0.022589 | 0.012925 | 0.012925 | 0.012925 | 0.012925 | 0.5125 | 0.018767 | 0.025187 | 0.010659 | 0.00050681 | 0.3564 | 0.50875 | 0.60375 | 0.00050688 | 0.0005005 | 0.068953 | 0.0075156 | 0.00054659 | 0.00099923 | 0.0070628 | 0.51698 | 0.021873 | 0.0069695 | 0.0069695 | 0.0069695 | 0.47045 | 0 | 0.020137 | 0.51025 | 0.51025 | 0.39189 | 0.0099294 | 0.22307 | 0.6165 | 0.644 | 0.77169 | 0.56425 | 0.505 | 0.505 | 0.37481 | 0.5075 | 0.50775 | 0.5075 | 0.50775 | 0.5075 | 0.0069816 | 0.0069781 | 0.665 | 0.44068 | 0.5125 | 0.5125 | 0.36486 | 0.27401 | 0.44721 | 0.03132 | 0.038604 | 0.013612 | 0.0027875 | 0.0069317 | 0.0082261 | 0.00050681 | 0.0025396 | 0.00050681 | 0.0074473 | 0.00050681 | 0.00099925 | 0.00051366 | 0.26214 | 0.032897 | 0.47157 | 0.013559 | 0.0069781 | 0.0069781 | 0 | 0.027268 | 0.03139 | 0.031143 | 0.019684 | 0.0098657 | 0.013686 | 0.0083998 | 0.0087745 | 0.010514 | 0.0076879 | 0.0050681 | 0.0050681 | 0.0050681 | 0.5075 | 0.50775 | 0.5075 | 0.50775 | 0.5075 | 0.015279 | 0.01479 | 0.0090606 | 0.14484 | 0.0069828 | 0.0069828 | 0.13185 | 0.024975 | 0.23431 | 0.02975 | 0.068236 | 0.013605 | 0.0054612 | 0.017375 | 0.20599 | 0.00099294 | 0.0039982 | 0.00099294 | 0.092507 | 0.00099294 | 0.000999 | 0.045067 | 0.041729 | 0.032334 | 0.0136 | 0.045178 | 0.0136 | 0.0136 | 0 | 0.027041 | 0.055862 | 0.055399 | 0.019514 | 0.0098657 | 0.020978 | 0.2313 | 0.2859 | 0.5394 | 0.12756 | 0.0099294 | 0.0099294 | 0.0099294 | 0.014894 | 0.01539 | 0.014894 | 0.01539 | 0.014894 | 0.015013 | 0.014539 | 0.32759 | 0.091852 | 0.024821 | 0.024821 | 0.066689 | 0.024963 | 0.14961 | 0.039034 | 0.017866 | 0.013605 | 0.0054261 | 0.033259 | 0.25924 | 0.00098651 | 0.00099901 | 0.00098657 | 0.091388 | 0.0020441 | 0.00099848 | 0.027271 | 0.041232 | 0.032905 | 0.013565 | 0.013565 | 0.02722 | 0.013548 | 0 | 0.027268 | 0.031056 | 0.031056 | 0.019516 | 0.0098657 | 0.027585 | 0.22838 | 0.28226 | 0.53247 | 0.12599 | 0.025477 | 0.025477 | 0.0098657 | 0.035782 | 0.043021 | 0.035782 | 0.036525 | 0.035782 | 0.015279 | 0.014789 | 0.32341 | 0.069505 | 0.024587 | 0.024587 | 0.055027 | 0.041365 | 0.13901 | 0.13415 | 0.13384
5: connectors | 0.029771 | 0.067841 | 0.013605 | 0.0054261 | 0.017239 | 0.20339 | 0.00098657 | 0.0034716 | 0.00098657 | 0.091392 | 0.00098657 | 0.00099901 | 0.027271 | 0.034946 | 0.032341 | 0.070461 | 0.035999 | 0.047302 | 0.047302 | 0 | 0.027107 | 0.055539 | 0.055079 | 0.019516 | 0.0098657 | 0.020879 | 0.22838 | 0.28226 | 0.53247 | 0.12599 | 0.0098657 | 0.0098657 | 0.0098657 | 0.014789 | 0.015279 | 0.014789 | 0.015279 | 0.014789 | 0.015091 | 0.014612 | 0.32341 | 0.089371 | 0.024587 | 0.024587 | 0.064239 | 0.024963 | 0.14662 | 0.039034 | 0.017866 | 0.013605 | 0.0054261 | 0.033259 | 0.25924 | 0.00098651 | 0.00099901 | 0.00098657 | 0.091388 | 0.0020441 | 0.00099848 | 0.027284 | 0.041232 | 0.032905 | 0.013565 | 0.013565 | 0.027243 | 0.013548 | 0 | 0.027268 | 0.031056 | 0.031056 | 0.019516 | 0.0098657 | 0.027585 | 0.22838 | 0.28226 | 0.53247 | 0.12599 | 0.025477 | 0.025477 | 0.0098657 | 0.035786 | 0.043025 | 0.035786 | 0.036529 | 0.035786 | 0.015279 | 0.014789 | 0.32341 | 0.069505 | 0.024587 | 0.024587 | 0.055027 | 0.041365 | 0.13901 | 0.03132 | 0.038604 | 0.013612 | 0.0027875 | 0.0069317 | 0.0082261 | 0.00050681 | 0.0027793 | 0.00050681 | 0.0074473 | 0.00050681 | 0.00099925 | 0.044611 | 0.041266 | 0.032897 | 0.0136 | 0.0355 | 0.0136 | 0.0136 | 0 | 0.02711 | 0.03139 | 0.031143 | 0.019684 | 0.0098657 | 0.013686 | 0.0083998 | 0.0087745 | 0.010514 | 0.0076879 | 0.0050681 | 0.0050681 | 0.0050681 | 0.0069147 | 0.0069181 | 0.0069147 | 0.0069181 | 0.0069147 | 0.015095 | 0.014616 | 0.0090606 | 0.069709 | 0.0069828 | 0.0069828 | 0.05508 | 0.024975 | 0.13907 | 0.03132 | 0.038604 | 0.013612 | 0.0027875 | 0.0069317 | 0.0082261 | 0.00050681 | 0.0025396 | 0.00050681 | 0.0074473 | 0.00050681 | 0.00099925 | 0.00051366 | 0.27916 | 0.032897 | 0.50687 | 0.0070628 | 0.0069781 | 0.0069781 | 0 | 0.027315 | 0.03139 | 0.031143 | 0.019684 | 0.0098657 | 0.013686 | 0.0083998 | 0.0087745 | 0.010514 | 0.0076879 | 0.0050681 | 0.0050681 | 0.0050681 | 0.5075 | 0.50775 | 0.5075 | 0.50775 | 0.5075 | 0.015334 | 0.014841 | 0.0090606 | 0.15063 | 0.0069828 | 0.0069828 | 0.13776 | 0.024975 | 0.24165 | 0.025187 | 0.010659 | 0.00050681 | 0.45337 | 0.50875 | 0.60375 | 0.00050688 | 0.0005005 | 0.5005 | 0.0075156 | 0.00054659 | 0.00099923 | 0.0070628 | 0.51698 | 0.021873 | 0.0069695 | 0.0069695 | 0.0069695 | 0.47045 | 0 | 0.020137 | 0.51025 | 0.51025 | 0.39189 | 0.0050681 | 0.47823 | 0.6165 | 0.644 | 0.77169 | 0.56425 | 0.505 | 0.505 | 0.505 | 0.5075 | 0.50775 | 0.5075 | 0.50775 | 0.5075 | 0.0069816 | 0.0069781 | 0.665 | 0.44068 | 0.5125 | 0.5125 | 0.36486 | 0.27401 | 0.44721 | 0.50975 | 0.010659 | 0.00050681 | 0.50275 | 0.50875 | 0.60375 | 0.072241 | 0.00050688 | 0.0005005 | 0.54659 | 0.00054659 | 0.0005005 | 0.51366 | 0.0071085 | 0.010598 | 0.0069816 | 0.50688 | 0.0069816 | 0.0069816 | 0 | 0.50687 | 0.51025 | 0.51025 | 0.51 | 0.0050681 | 0.47823 | 0.6165 | 0.644 | 0.77169 | 0.56425 | 0.505 | 0.505 | 0.505 | 0.5075 | 0.0069816 | 0.5075 | 1 | 0.0069781 | 0.0069816 | 0.0069781 | 0.022589 | 0.012925 | 0.012925 | 0.012925 | 0.012925 | 0.5125 | 0.018767 | 0.025187 | 0.010659 | 0.00050681 | 0.3564 | 0.50875 | 0.60375 | 0.00050688 | 0.0005005 | 0.068953 | 0.0075156 | 0.00054659 | 0.00099923 | 0.0070628 | 0.51698 | 0.021873 | 0.0069695 | 0.0069695 | 0.0069695 | 0.47045 | 0 | 0.020137 | 0.51025 | 0.51025 | 0.39189 | 0.0099294 | 0.22307 | 0.6165 | 0.644 | 0.77169 | 0.56425 | 0.505 | 0.505 | 0.37481 | 0.5075 | 0.50775 | 0.5075 | 0.50775 | 0.5075 | 0.0069816 | 0.0069781 | 0.665 | 0.44068 | 0.5125 | 0.5125 | 0.36486 | 0.27401 | 0.44721 | 0.03132 | 0.038604 | 0.013612 | 0.0027875 | 0.0069317 | 0.0082261 | 0.00050681 | 0.0025396 | 0.00050681 | 0.0074473 | 0.00050681 | 0.00099925 | 0.00051366 | 0.26214 | 0.032897 | 0.47157 | 0.013559 | 0.0069781 | 0.0069781 | 0 | 0.027268 | 0.03139 | 0.031143 | 0.019684 | 0.0098657 | 0.013686 | 0.0083998 | 0.0087745 | 0.010514 | 0.0076879 | 0.0050681 | 0.0050681 | 0.0050681 | 0.5075 | 0.50775 | 0.5075 | 0.50775 | 0.5075 | 0.015279 | 0.01479 | 0.0090606 | 0.14484 | 0.0069828 | 0.0069828 | 0.13185 | 0.024975 | 0.23431 | 0.02975 | 0.068236 | 0.013605 | 0.0054612 | 0.017375 | 0.20599 | 0.00099294 | 0.0039982 | 0.00099294 | 0.092507 | 0.00099294 | 0.000999 | 0.045067 | 0.041729 | 0.032334 | 0.0136 | 0.045178 | 0.0136 | 0.0136 | 0 | 0.027041 | 0.055862 | 0.055399 | 0.019514 | 0.0098657 | 0.020978 | 0.2313 | 0.2859 | 0.5394 | 0.12756 | 0.0099294 | 0.0099294 | 0.0099294 | 0.014894 | 0.01539 | 0.014894 | 0.01539 | 0.014894 | 0.015013 | 0.014539 | 0.32759 | 0.091852 | 0.024821 | 0.024821 | 0.066689 | 0.024963 | 0.14961 | 0.039034 | 0.017866 | 0.013605 | 0.0054261 | 0.033259 | 0.25924 | 0.00098651 | 0.00099901 | 0.00098657 | 0.091388 | 0.0020441 | 0.00099848 | 0.027271 | 0.041232 | 0.032905 | 0.013565 | 0.013565 | 0.02722 | 0.013548 | 0 | 0.027268 | 0.031056 | 0.031056 | 0.019516 | 0.0098657 | 0.027585 | 0.22838 | 0.28226 | 0.53247 | 0.12599 | 0.025477 | 0.025477 | 0.0098657 | 0.035782 | 0.043021 | 0.035782 | 0.036525 | 0.035782 | 0.015279 | 0.014789 | 0.32341 | 0.069505 | 0.024587 | 0.024587 | 0.055027 | 0.041365 | 0.13901 | 0.13415 | 0.13452
5: clump weights or floats | 0.029771 | 0.067841 | 0.013605 | 0.0054261 | 0.017239 | 0.20339 | 0.00098657 | 0.0039804 | 0.00098657 | 0.091392 | 0.00098657 | 0.00099901 | 0.048124 | 0.041697 | 0.032341 | 0.013548 | 0.04807 | 0.013548 | 0.013548 | 0 | 0.02702 | 0.055539 | 0.055079 | 0.019516 | 0.0098657 | 0.020879 | 0.22838 | 0.28226 | 0.53247 | 0.12599 | 0.0098657 | 0.0098657 | 0.0098657 | 0.014789 | 0.015279 | 0.014789 | 0.015279 | 0.014789 | 0.014989 | 0.014516 | 0.32341 | 0.091555 | 0.024587 | 0.024587 | 0.066527 | 0.024963 | 0.14946 | 0.029769 | 0.067869 | 0.013605 | 0.0054286 | 0.017248 | 0.20358 | 0.00098702 | 0.0039836 | 0.00098702 | 0.091472 | 0.00098702 | 0.00099901 | 0.027284 | 0.047528 | 0.032341 | 0.025639 | 0.013385 | 0.013574 | 0.013574 | 0 | 0.02727 | 0.055562 | 0.055102 | 0.019516 | 0.0098657 | 0.020886 | 0.22859 | 0.28252 | 0.53297 | 0.1261 | 0.0098702 | 0.0098702 | 0.0098702 | 0.02874 | 0.029487 | 0.02874 | 0.029487 | 0.02874 | 0.015281 | 0.014791 | 0.32371 | 0.093461 | 0.024604 | 0.024604 | 0.068514 | 0.024963 | 0.15192 | 0.029238 | 0.018532 | 0.013612 | 0.012142 | 0.019286 | 0.22131 | 0.00050688 | 0.00099925 | 0.0027078 | 0.0075156 | 0.00095035 | 0.00099903 | 0.0070628 | 0.037821 | 0.033101 | 0.0069695 | 0.0069695 | 0.013609 | 0.071994 | 0 | 0.027316 | 0.022548 | 0.022548 | 0.094749 | 0.0098657 | 0.021944 | 0.2493 | 0.30422 | 0.55921 | 0.14496 | 0.01354 | 0.01354 | 0.015717 | 0.02058 | 0.024609 | 0.02058 | 0.021149 | 0.02058 | 0.015335 | 0.014842 | 0.37185 | 0.060511 | 0.067586 | 0.067586 | 0.049815 | 0.036707 | 0.1339 | 0.038078 | 0.014255 | 0.012671 | 0.0054612 | 0.097122 | 0.44198 | 0.072241 | 0.00050688 | 0.0012787 | 0.54659 | 0.0037305 | 0.00099764 | 0.51366 | 0.0071085 | 0.031081 | 0.0069781 | 0.50688 | 0.0069781 | 0.0069781 | 0 | 0.023708 | 0.11028 | 0.11028 | 0.051835 | 0.0098702 | 0.055498 | 0.2313 | 0.2859 | 0.5394 | 0.12756 | 0.24776 | 0.24776 | 0.0099294 | 0.33543 | 0.0069816 | 0.33543 | 0.33813 | 0.0069781 | 0.01113 | 0.010883 | 0.33947 | 0.024493 | 0.028315 | 0.028315 | 0.024493 | 0.080616 | 0.10262 | 0.034839 | 0.010659 | 0.00050681 | 0.0054612 | 0.50875 | 0.60375 | 0.00050688 | 0.0005005 | 0.00099294 | 0.0075156 | 0.00054659 | 0.00099923 | 0.0070628 | 0.51698 | 0.021873 | 0.0069695 | 0.0069695 | 0.013609 |  | 0 | 0.027316 | 0.51025 | 0.51025 | 0.019514 | 0.0099294 | 0.22307 | 0.2313 | 0.2859 | 0.5394 | 0.12756 | 0.062136 | 0.062136 | 0.0099294 | 0.28557 | 0.50775 | 0.28557 | 0.29498 | 0.5075 | 0.015335 | 0.014842 | 0.32759 | 0.44068 | 0.024821 | 0.024821 | 0.36486 | 0.27401 | 0.44721 | 0.39259 | 0.50975 | 0.00050681 | 0.0027775 | 0.50875 | 0.60375 | 0.00050688 | 0.19583 | 0.000505 | 0.0075156 | 0.5005 | 0.00074975 | 0.0070628 | 0.0071085 | 0.51698 | 0.0069781 | 0.0069781 | 0.0069695 | 0.50687 | 0 | 0.50687 | 0.010598 | 0.010598 | 0.51 | 0.0099294 | 0.2577 | 0.0033908 | 0.003542 | 0.0042443 | 0.0031034 | 0.0050688 | 0.0050688 | 0.0027775 | 0.0069781 | 0.50775 | 0.0069781 | 0.0069816 | 1 | 0.0069816 | 0.0069781 | 0.022589 | 0.012925 | 0.012925 | 0.012925 | 0.012925 | 0.010506 | 0.018767 | 0.034839 | 0.010659 | 0.00050681 | 0.0054612 | 0.50875 | 0.60375 | 0.00051025 | 0.0005005 | 0.00099294 | 0.0075156 | 0.00054659 | 0.00099923 | 0.0070628 | 0.51698 | 0.021873 | 0.0069695 | 0.0069695 | 0.013609 |  | 0 | 0.027316 | 0.51025 | 0.51025 | 0.019514 | 0.0099294 | 0.22307 | 0.2313 | 0.2859 | 0.5394 | 0.12756 | 0.062136 | 0.062136 | 0.0099294 | 0.28557 | 0.50775 | 0.28557 | 0.29498 | 0.5075 | 0.015335 | 0.014842 | 0.32759 | 0.44068 | 0.024821 | 0.024821 | 0.36486 | 0.27401 | 0.44721 | 0.038078 | 0.014255 | 0.012671 | 0.0054612 | 0.097122 | 0.44198 | 0.072241 | 0.00050688 | 0.0012787 | 0.54659 | 0.0037305 | 0.00099764 | 0.51366 | 0.0071085 | 0.031081 | 0.0069781 | 0.50688 | 0.0069781 | 0.0069781 | 0 | 0.023708 | 0.11028 | 0.11028 | 0.051835 | 0.0098702 | 0.055498 | 0.2313 | 0.2859 | 0.5394 | 0.12756 | 0.24776 | 0.24776 | 0.0099294 | 0.33543 | 0.0069816 | 0.33543 | 0.33813 | 0.0069781 | 0.01113 | 0.010883 | 0.33947 | 0.024493 | 0.028315 | 0.028315 | 0.024493 | 0.080616 | 0.10262 | 0.029238 | 0.018532 | 0.013612 | 0.012142 | 0.019286 | 0.22131 | 0.00050688 | 0.00099925 | 0.0027078 | 0.0075156 | 0.00095035 | 0.00099903 | 0.0070628 | 0.037821 | 0.033101 | 0.0069695 | 0.0069695 | 0.013609 | 0.071994 | 0 | 0.027316 | 0.022548 | 0.022548 | 0.094749 | 0.0098657 | 0.021944 | 0.2493 | 0.30422 | 0.55921 | 0.14496 | 0.01354 | 0.01354 | 0.015717 | 0.02058 | 0.024609 | 0.02058 | 0.021149 | 0.02058 | 0.015335 | 0.014842 | 0.37185 | 0.060511 | 0.067586 | 0.067586 | 0.049815 | 0.036707 | 0.1339 | 0.029769 | 0.067869 | 0.013605 | 0.0054286 | 0.017248 | 0.20358 | 0.00098702 | 0.0039836 | 0.00098702 | 0.091472 | 0.00098702 | 0.00099901 | 0.027284 | 0.047528 | 0.032341 | 0.025639 | 0.013385 | 0.013574 | 0.013574 | 0 | 0.02727 | 0.055562 | 0.055102 | 0.019516 | 0.0098657 | 0.020886 | 0.22859 | 0.28252 | 0.53297 | 0.1261 | 0.0098702 | 0.0098702 | 0.0098702 | 0.02874 | 0.029487 | 0.02874 | 0.029487 | 0.02874 | 0.015281 | 0.014791 | 0.32371 | 0.093461 | 0.024604 | 0.024604 | 0.068514 | 0.024963 | 0.15192 | 0.10615 | 0.13048
5: single anchor | 0.029771 | 0.067841 | 0.013605 | 0.0054261 | 0.017239 | 0.20339 | 0.00098657 | 0.0034716 | 0.00098657 | 0.091392 | 0.00098657 | 0.00099901 | 0.027271 | 0.034946 | 0.032341 | 0.070461 | 0.035999 | 0.047302 | 0.047302 | 0 | 0.027107 | 0.055539 | 0.055079 | 0.019516 | 0.0098657 | 0.020879 | 0.22838 | 0.28226 | 0.53247 | 0.12599 | 0.0098657 | 0.0098657 | 0.0098657 | 0.014789 | 0.015279 | 0.014789 | 0.015279 | 0.014789 | 0.015091 | 0.014612 | 0.32341 | 0.089371 | 0.024587 | 0.024587 | 0.064239 | 0.024963 | 0.14662 | 0.039034 | 0.017866 | 0.013605 | 0.0054261 | 0.033259 | 0.25924 | 0.00098651 | 0.00099901 | 0.00098657 | 0.091388 | 0.0020441 | 0.00099848 | 0.027284 | 0.041232 | 0.032905 | 0.013565 | 0.013565 | 0.02722 | 0.013548 | 0 | 0.027268 | 0.031056 | 0.031056 | 0.019516 | 0.0098657 | 0.027585 | 0.22838 | 0.28226 | 0.53247 | 0.12599 | 0.025477 | 0.025477 | 0.0098657 | 0.035786 | 0.043025 | 0.035786 | 0.036529 | 0.035786 | 0.015279 | 0.014789 | 0.32341 | 0.069505 | 0.024587 | 0.024587 | 0.055027 | 0.041365 | 0.13901 | 0.03132 | 0.038604 | 0.013612 | 0.0027875 | 0.0069317 | 0.0082261 | 0.00050681 | 0.0027793 | 0.00050681 | 0.0074473 | 0.00050681 | 0.00099925 | 0.044611 | 0.041266 | 0.032897 | 0.0136 | 0.0355 | 0.0136 | 0.0136 | 0 | 0.02711 | 0.03139 | 0.031143 | 0.019684 | 0.0098657 | 0.013686 | 0.0083998 | 0.0087745 | 0.010514 | 0.0076879 | 0.0050681 | 0.0050681 | 0.0050681 | 0.0069147 | 0.0069181 | 0.0069147 | 0.0069181 | 0.0069147 | 0.015095 | 0.014616 | 0.0090606 | 0.069709 | 0.0069828 | 0.0069828 | 0.05508 | 0.024975 | 0.13907 | 0.03132 | 0.038604 | 0.013612 | 0.0027875 | 0.0069317 | 0.0082261 | 0.00050681 | 0.0025396 | 0.00050681 | 0.0074473 | 0.00050681 | 0.00099925 | 0.00051366 | 0.26214 | 0.032897 | 0.47157 | 0.013559 | 0.0069781 | 0.0069781 | 0 | 0.027268 | 0.03139 | 0.031143 | 0.019684 | 0.0098657 | 0.013686 | 0.0083998 | 0.0087745 | 0.010514 | 0.0076879 | 0.0050681 | 0.0050681 | 0.0050681 | 0.5075 | 0.50775 | 0.5075 | 0.50775 | 0.5075 | 0.015279 | 0.01479 | 0.0090606 | 0.14484 | 0.0069828 | 0.0069828 | 0.13185 | 0.024975 | 0.23431 | 0.025187 | 0.010659 | 0.00050681 | 0.45337 | 0.50875 | 0.60375 | 0.00050688 | 0.0005005 | 0.10918 | 0.0075156 | 0.00054659 | 0.00099923 | 0.0070628 | 0.51698 | 0.021873 | 0.0069695 | 0.0069695 | 0.0069695 | 0.47045 | 0 | 0.020137 | 0.51025 | 0.51025 | 0.39189 | 0.0050681 | 0.47823 | 0.6165 | 0.644 | 0.77169 | 0.56425 | 0.505 | 0.505 | 0.505 | 0.5075 | 0.50775 | 0.5075 | 0.50775 | 0.5075 | 0.0069816 | 0.0069781 | 0.665 | 0.44068 | 0.5125 | 0.5125 | 0.36486 | 0.27401 | 0.44721 | 0.50975 | 0.010659 | 0.00050681 | 0.50275 | 0.50875 | 0.60375 | 0.072241 | 0.00050688 | 0.0005005 | 0.54659 | 0.00054659 | 0.0005005 | 0.51366 | 0.0071085 | 0.0071085 | 0.0069816 | 0.50688 | 0.0069816 | 0.0069816 | 0 | 0.0069816 | 0.51025 | 0.51025 | 0.51 | 0.0050681 | 0.47823 | 0.6165 | 0.644 | 0.77169 | 0.56425 | 0.505 | 0.505 | 0.505 | 0.5075 | 0.0069816 | 0.5075 | 0.50775 | 0.0069781 | 1 | 0.0069781 | 0.022589 | 0.5125 | 0.5125 | 0.5125 | 0.5125 | 0.5125 | 0.5525 | 0.025187 | 0.010659 | 0.00050681 | 0.3564 | 0.50875 | 0.60375 | 0.00050688 | 0.0005005 | 0.068953 | 0.0075156 | 0.00054659 | 0.00099923 | 0.0070628 | 0.51698 | 0.021873 | 0.0069695 | 0.0069695 | 0.0069695 | 0.47045 | 0 | 0.020137 | 0.51025 | 0.51025 | 0.39189 | 0.0099294 | 0.22307 | 0.6165 | 0.644 | 0.77169 | 0.56425 | 0.505 | 0.505 | 0.37481 | 0.5075 | 0.50775 | 0.5075 | 0.50775 | 0.5075 | 0.0069816 | 0.0069781 | 0.665 | 0.44068 | 0.5125 | 0.5125 | 0.36486 | 0.27401 | 0.44721 | 0.03132 | 0.038604 | 0.013612 | 0.0027875 | 0.0069317 | 0.0082261 | 0.00050681 | 0.0025396 | 0.00050681 | 0.0074473 | 0.00050681 | 0.00099925 | 0.00051366 | 0.26214 | 0.032897 | 0.47157 | 0.013559 | 0.0069781 | 0.0069781 | 0 | 0.027268 | 0.03139 | 0.031143 | 0.019684 | 0.0098657 | 0.013686 | 0.0083998 | 0.0087745 | 0.010514 | 0.0076879 | 0.0050681 | 0.0050681 | 0.0050681 | 0.5075 | 0.50775 | 0.5075 | 0.50775 | 0.5075 | 0.015279 | 0.01479 | 0.0090606 | 0.14484 | 0.0069828 | 0.0069828 | 0.13185 | 0.024975 | 0.23431 | 0.02975 | 0.068236 | 0.013605 | 0.0054612 | 0.017375 | 0.20599 | 0.00099294 | 0.0039982 | 0.00099294 | 0.092507 | 0.00099294 | 0.000999 | 0.045067 | 0.041729 | 0.032334 | 0.0136 | 0.045178 | 0.0136 | 0.0136 | 0 | 0.027041 | 0.055862 | 0.055399 | 0.019514 | 0.0098657 | 0.020978 | 0.2313 | 0.2859 | 0.5394 | 0.12756 | 0.0099294 | 0.0099294 | 0.0099294 | 0.014894 | 0.01539 | 0.014894 | 0.01539 | 0.014894 | 0.015013 | 0.014539 | 0.32759 | 0.091852 | 0.024821 | 0.024821 | 0.066689 | 0.024963 | 0.14961 | 0.039034 | 0.017866 | 0.013605 | 0.0054261 | 0.033259 | 0.25924 | 0.00098651 | 0.00099901 | 0.00098657 | 0.091388 | 0.0020441 | 0.00099848 | 0.027271 | 0.041232 | 0.032905 | 0.013565 | 0.013565 | 0.02722 | 0.013548 | 0 | 0.027268 | 0.031056 | 0.031056 | 0.019516 | 0.0098657 | 0.027585 | 0.22838 | 0.28226 | 0.53247 | 0.12599 | 0.025477 | 0.025477 | 0.0098657 | 0.035782 | 0.043021 | 0.035782 | 0.036525 | 0.035782 | 0.015279 | 0.014789 | 0.32341 | 0.069505 | 0.024587 | 0.024587 | 0.055027 | 0.041365 | 0.13901 | 0.13856 | 0.014444
5: shared anchor | 0.02975 | 0.068236 | 0.013605 | 0.0054612 | 0.017375 | 0.20599 | 0.00099294 | 0.0039963 | 0.00099294 | 0.092507 | 0.00099294 | 0.000999 | 0.048143 | 0.041704 | 0.032334 | 0.013548 | 0.048208 | 0.013548 | 0.013548 | 0 | 0.027019 | 0.055862 | 0.055399 | 0.019514 | 0.0098657 | 0.020978 | 0.2313 | 0.2859 | 0.5394 | 0.12756 | 0.0099294 | 0.0099294 | 0.0099294 | 0.014894 | 0.01539 | 0.014894 | 0.01539 | 0.014894 | 0.014988 | 0.014515 | 0.32759 | 0.091843 | 0.024821 | 0.024821 | 0.06668 | 0.024963 | 0.1496 | 0.02975 | 0.068236 | 0.013605 | 0.0054612 | 0.017375 | 0.20599 | 0.00099294 | 0.0039994 | 0.00099294 | 0.092507 | 0.00099294 | 0.000999 | 0.00051366 | 0.043523 | 0.032334 | 0.017315 | 0.013559 | 0.0136 | 0.0136 | 0 | 0.027268 | 0.055862 | 0.055399 | 0.019514 | 0.0098657 | 0.020978 | 0.2313 | 0.2859 | 0.5394 | 0.12756 | 0.0099294 | 0.0099294 | 0.0099294 | 0.015651 | 0.016164 | 0.015651 | 0.016164 | 0.015651 | 0.015279 | 0.01479 | 0.32759 | 0.092432 | 0.024821 | 0.024821 | 0.067297 | 0.024963 | 0.15036 | 0.025187 | 0.010659 | 0.00050681 | 0.022864 | 0.50875 | 0.60375 | 0.00050688 | 0.0005005 | 0.0044071 | 0.0075156 | 0.00054659 | 0.00099923 | 0.0070628 | 0.51698 | 0.021873 | 0.0069695 | 0.0069695 | 0.013609 | 0.068665 | 0 | 0.027316 | 0.51025 | 0.51025 | 0.37714 | 0.0099294 | 0.22307 | 0.24129 | 0.2968 | 0.55457 | 0.13581 | 0.062136 | 0.062136 | 0.010746 | 0.02058 | 0.024609 | 0.02058 | 0.021149 | 0.02058 | 0.015335 | 0.014842 | 0.62755 | 0.44068 | 0.44131 | 0.44131 | 0.36486 | 0.27401 | 0.44721 | 0.025187 | 0.010659 | 0.00050681 | 0.14407 | 0.50875 | 0.60375 | 0.072241 | 0.00050688 | 0.0005005 | 0.54659 | 0.00054659 | 0.00099923 | 0.51366 | 0.0071085 | 0.021873 | 0.0069781 | 0.50688 | 0.0069781 | 0.0069781 | 0 | 0.020137 | 0.51025 | 0.51025 | 0.033685 | 0.0099294 | 0.22307 | 0.24129 | 0.2968 | 0.55457 | 0.13581 | 0.505 | 0.505 | 0.010746 | 0.5075 | 0.0069816 | 0.5075 | 0.50775 | 0.0069781 | 0.0069816 | 0.0069781 | 0.022589 | 0.012925 | 0.012925 | 0.012925 | 0.012925 | 0.27401 | 0.018767 | 0.025187 | 0.010659 | 0.00050681 | 0.14466 | 0.50875 | 0.60375 | 0.00050688 | 0.0005005 | 0.02655 | 0.0075156 | 0.00054659 | 0.00099923 | 0.0070628 | 0.51698 | 0.021873 | 0.0069695 | 0.0069695 | 0.0069695 | 0.47045 | 0 | 0.020137 | 0.51025 | 0.51025 | 0.37714 | 0.0099294 | 0.22307 | 0.24129 | 0.2968 | 0.55457 | 0.13581 | 0.505 | 0.505 | 0.010746 | 0.5075 | 0.50775 | 0.5075 | 0.50775 | 0.5075 | 0.0069816 | 0.0069781 | 0.62755 | 0.44068 | 0.44131 | 0.44131 | 0.36486 | 0.27401 | 0.44721 | 0.025187 | 0.010659 | 0.00050681 | 0.14407 | 0.50875 | 0.60375 | 0.072241 | 0.00050688 | 0.0005005 | 0.54659 | 0.00054659 | 0.00099923 | 0.51366 | 0.0071085 | 0.0071085 | 0.0069781 | 0.50688 | 0.0069781 | 0.0069781 | 0 | 0.0069781 | 0.51025 | 0.51025 | 0.32918 | 0.0099294 | 0.22307 | 0.24064 | 0.29606 | 0.5534 | 0.13534 | 0.505 | 0.505 | 0.010526 | 0.5075 | 0.0069816 | 0.5075 | 0.50775 | 0.0069781 | 0.0069816 | 1 | 0.022589 | 0.38774 | 0.38774 | 0.38774 | 0.38774 | 0.27401 | 0.5525 | 0.025187 | 0.010659 | 0.00050681 | 0.14466 | 0.50875 | 0.60375 | 0.00050688 | 0.0005005 | 0.02655 | 0.0075156 | 0.00054659 | 0.00099923 | 0.0070628 | 0.51698 | 0.021873 | 0.0069695 | 0.0069695 | 0.0069695 | 0.47045 | 0 | 0.020137 | 0.51025 | 0.51025 | 0.37714 | 0.0099294 | 0.22307 | 0.24129 | 0.2968 | 0.55457 | 0.13581 | 0.505 | 0.505 | 0.010746 | 0.5075 | 0.50775 | 0.5075 | 0.50775 | 0.5075 | 0.0069816 | 0.0069781 | 0.62755 | 0.44068 | 0.44131 | 0.44131 | 0.36486 | 0.27401 | 0.44721 | 0.025187 | 0.010659 | 0.00050681 | 0.14407 | 0.50875 | 0.60375 | 0.072241 | 0.00050688 | 0.0005005 | 0.54659 | 0.00054659 | 0.00099923 | 0.51366 | 0.0071085 | 0.021873 | 0.0069781 | 0.50688 | 0.0069781 | 0.0069781 | 0 | 0.020137 | 0.51025 | 0.51025 | 0.033685 | 0.0099294 | 0.22307 | 0.24129 | 0.2968 | 0.55457 | 0.13581 | 0.505 | 0.505 | 0.010746 | 0.5075 | 0.0069816 | 0.5075 | 0.50775 | 0.0069781 | 0.0069816 | 0.0069781 | 0.022589 | 0.012925 | 0.012925 | 0.012925 | 0.012925 | 0.27401 | 0.018767 | 0.029238 | 0.018532 | 0.013612 | 0.012142 | 0.019286 | 0.22131 | 0.00050688 | 0.00099925 | 0.0027078 | 0.0075156 | 0.00095035 | 0.00099903 | 0.0070628 | 0.037821 | 0.033101 | 0.0069695 | 0.0069695 | 0.013609 | 0.068665 | 0 | 0.027316 | 0.022548 | 0.022548 | 0.094749 | 0.0098657 | 0.021944 | 0.2493 | 0.30422 | 0.55921 | 0.14496 | 0.01354 | 0.01354 | 0.015717 | 0.02058 | 0.024609 | 0.02058 | 0.021149 | 0.02058 | 0.015335 | 0.014842 | 0.37185 | 0.060511 | 0.067586 | 0.067586 | 0.049815 | 0.036707 | 0.1339 | 0.02975 | 0.068236 | 0.013605 | 0.0054612 | 0.017375 | 0.20599 | 0.00099294 | 0.0039994 | 0.00099294 | 0.092507 | 0.00099294 | 0.000999 | 0.027284 | 0.046683 | 0.032334 | 0.023875 | 0.013385 | 0.0136 | 0.0136 | 0 | 0.02727 | 0.055862 | 0.055399 | 0.019514 | 0.0098657 | 0.020978 | 0.2313 | 0.2859 | 0.5394 | 0.12756 | 0.0099294 | 0.0099294 | 0.0099294 | 0.022841 | 0.023594 | 0.022841 | 0.023594 | 0.022841 | 0.015281 | 0.014791 | 0.32759 | 0.093453 | 0.024821 | 0.024821 | 0.068368 | 0.024963 | 0.15169 | 0.15293 | 0.014101
5: buoyancy modules | 0.029771 | 0.067841 | 0.013605 | 0.0054261 | 0.017239 | 0.20339 | 0.00098657 | 0.0039804 | 0.00098657 | 0.091392 | 0.00098657 | 0.00099901 | 0.027271 | 0.041619 | 0.032341 | 0.013385 | 0.013385 | 0.013548 | 0.013548 | 0 | 0.02727 | 0.055539 | 0.055079 | 0.019516 | 0.0098657 | 0.020879 | 0.22838 | 0.28227 | 0.53247 | 0.12599 | 0.0098657 | 0.0098657 | 0.0098657 | 0.029189 | 0.029936 | 0.029189 | 0.029936 | 0.029189 | 0.015281 | 0.014791 | 0.32342 | 0.09153 | 0.024587 | 0.024587 | 0.066501 | 0.024963 | 0.14943 | 0.029771 | 0.067841 | 0.013605 | 0.0054261 | 0.017239 | 0.20339 | 0.00098657 | 0.0034716 | 0.00098657 | 0.091392 | 0.00098657 | 0.00099901 | 0.028291 | 0.034946 | 0.032341 | 0.056333 | 0.028504 | 0.040697 | 0.040697 | 0 | 0.027161 | 0.055539 | 0.055079 | 0.019516 | 0.0098657 | 0.020879 | 0.22838 | 0.28226 | 0.53247 | 0.12599 | 0.0098657 | 0.0098657 | 0.0098657 | 0.014789 | 0.015279 | 0.014789 | 0.015279 | 0.014789 | 0.015154 | 0.014671 | 0.32341 | 0.089371 | 0.024587 | 0.024587 | 0.064239 | 0.024963 | 0.14662 | 0.029771 | 0.067841 | 0.013605 | 0.0054261 | 0.017239 | 0.20339 | 0.00098657 | 0.0039804 | 0.00098657 | 0.091392 | 0.00098657 | 0.00099901 | 0.027284 | 0.041619 | 0.032341 | 0.013385 | 0.013385 | 0.013548 | 0.013548 | 0 | 0.02727 | 0.055539 | 0.055079 | 0.019516 | 0.0098657 | 0.020879 | 0.22838 | 0.28226 | 0.53247 | 0.12599 | 0.0098657 | 0.0098657 | 0.0098657 | 0.029196 | 0.029942 | 0.029196 | 0.029942 | 0.029196 | 0.015281 | 0.014791 | 0.32341 | 0.09153 | 0.024587 | 0.024587 | 0.066501 | 0.024963 | 0.14943 | 0.03132 | 0.038604 | 0.013612 | 0.0027875 | 0.0069317 | 0.0082261 | 0.00050681 | 0.0022757 | 0.00050681 | 0.0074473 | 0.00050681 | 0.00099925 | 0.027824 | 0.034483 | 0.032897 | 0.032037 | 0.018784 | 0.026433 | 0.026433 | 0 | 0.027231 | 0.03139 | 0.031143 | 0.019684 | 0.0098657 | 0.32506 | 0.0083998 | 0.0087745 | 0.010514 | 0.0076879 | 0.0050681 | 0.0050681 | 0.0050681 | 0.0069147 | 0.0069181 | 0.0069147 | 0.0069181 | 0.0069147 | 0.015235 | 0.014748 | 0.0090606 | 0.067402 | 0.0069828 | 0.0069828 | 0.052723 | 0.024975 | 0.13614 | 0.03132 | 0.038604 | 0.013612 | 0.0027875 | 0.0069317 | 0.0082261 | 0.00050681 | 0.0022757 | 0.00050681 | 0.0074473 | 0.00050681 | 0.00099925 | 0.00051366 | 0.038113 | 0.032897 | 0.0070628 | 0.0070628 | 0.46928 | 0.46824 | 0 | 0.027315 | 0.03139 | 0.031143 | 0.019684 | 0.0098657 | 0.013686 | 0.0083998 | 0.0087745 | 0.010514 | 0.0076879 | 0.0050681 | 0.0050681 | 0.0050681 | 0.5075 | 0.50775 | 0.5075 | 0.50775 | 0.5075 | 0.015334 | 0.014841 | 0.0090606 | 0.068637 | 0.0069828 | 0.0069828 | 0.053984 | 0.024975 | 0.13771 | 0.033846 | 0.31415 | 0.00050681 | 0.0027875 | 0.00050875 | 0.60375 | 0.00051025 | 0.0005005 | 0.5005 | 0.54659 | 0.00050681 | 0.00099925 | 0.00051366 | 0.010598 | 0.010598 | 0.50688 | 0.00050688 | 0.50688 | 0.50687 | 0 | 0.020137 | 0.013633 | 0.013633 | 0.51 | 0.0050681 | 0.47823 | 0.0083998 | 0.0087745 | 0.010514 | 0.0076879 | 0.505 | 0.505 | 0.0050681 | 0.0077548 | 0.0080133 | 0.0077548 | 0.0080133 | 0.0077548 | 0.0069816 | 0.0069781 | 1 | 0.5125 | 0.5125 | 0.5125 | 0.010506 | 0.010506 | 0.011326 | 0.065918 | 0.36991 | 0.00050681 | 0.40099 | 0.00050875 | 0.00060375 | 0.00051025 | 0.0005005 | 0.5005 | 0.54659 | 0.072908 | 0.00096312 | 0.51366 | 0.00051698 | 0.010598 | 0.00050688 | 0.00050688 | 0.0069695 | 0.47045 | 0 | 0.020137 | 0.00051025 | 0.00051025 | 0.39148 | 0.0050681 | 0.47823 | 0.6165 | 0.644 | 0.77169 | 0.56425 | 0.505 | 0.505 | 0.505 | 0.5075 | 0.50775 | 0.5075 | 0.50775 | 0.5075 | 0.0069816 | 0.0069781 | 0.665 | 0.5125 | 0.5125 | 0.5125 | 0.5125 | 0.010506 | 0.5525 | 0.03132 | 0.038604 | 0.013612 | 0.0027875 | 0.0069317 | 0.0082261 | 0.00050681 | 0.0022757 | 0.00050681 | 0.0074473 | 0.00050681 | 0.00099925 | 0.00051366 | 0.038113 | 0.032897 | 0.0070628 | 0.0070628 | 0.46928 | 0.46824 | 0 | 0.027315 | 0.03139 | 0.031143 | 0.019684 | 0.0098657 | 0.013686 | 0.0083998 | 0.0087745 | 0.010514 | 0.0076879 | 0.0050681 | 0.0050681 | 0.0050681 | 0.5075 | 0.50775 | 0.5075 | 0.50775 | 0.5075 | 0.015334 | 0.014841 | 0.0090606 | 0.068637 | 0.0069828 | 0.0069828 | 0.053984 | 0.024975 | 0.13771 | 0.03132 | 0.038604 | 0.013612 | 0.0027875 | 0.0069317 | 0.0082261 | 0.00050681 | 0.0022757 | 0.00050681 | 0.0074473 | 0.00050681 | 0.00099925 | 0.028077 | 0.034483 | 0.032897 | 0.032037 | 0.018784 | 0.026433 | 0.026433 | 0 | 0.027231 | 0.03139 | 0.031143 | 0.019684 | 0.0098657 | 0.013686 | 0.0083998 | 0.0087745 | 0.010514 | 0.0076879 | 0.0050681 | 0.0050681 | 0.0050681 | 0.0069147 | 0.0069181 | 0.0069147 | 0.0069181 | 0.0069147 | 0.015235 | 0.014748 | 0.0090606 | 0.067402 | 0.0069828 | 0.0069828 | 0.052723 | 0.024975 | 0.13614 | 0.029771 | 0.067841 | 0.013605 | 0.0054261 | 0.017239 | 0.20339 | 0.00098657 | 0.0039804 | 0.00098657 | 0.091392 | 0.00098657 | 0.00099901 | 0.027284 | 0.041619 | 0.032341 | 0.013385 | 0.013385 | 0.013548 | 0.013548 | 0 | 0.02727 | 0.055539 | 0.055079 | 0.019516 | 0.0098657 | 0.020879 | 0.22838 | 0.28226 | 0.53247 | 0.12599 | 0.0098657 | 0.0098657 | 0.0098657 | 0.029196 | 0.029942 | 0.029196 | 0.029942 | 0.029196 | 0.015281 | 0.014791 | 0.32341 | 0.09153 | 0.024587 | 0.024587 | 0.066501 | 0.024963 | 0.14943 | 0.093552 | 0.28592
5: tether and anchor systems | 0.029771 | 0.067841 | 0.013605 | 0.0054261 | 0.017239 | 0.20339 | 0.00098657 | 0.0039804 | 0.00098657 | 0.091392 | 0.00098657 | 0.00099901 | 0.027271 | 0.041619 | 0.032341 | 0.013385 | 0.013385 | 0.013548 | 0.013548 | 0 | 0.02727 | 0.055539 | 0.055079 | 0.019516 | 0.0098657 | 0.020879 | 0.22838 | 0.28227 | 0.53247 | 0.12599 | 0.0098657 | 0.0098657 | 0.0098657 | 0.029189 | 0.029936 | 0.029189 | 0.029936 | 0.029189 | 0.015281 | 0.014791 | 0.32342 | 0.09153 | 0.024587 | 0.024587 | 0.066501 | 0.024963 | 0.14943 | 0.029771 | 0.067841 | 0.013605 | 0.0054261 | 0.017239 | 0.20339 | 0.00098657 | 0.0034716 | 0.00098657 | 0.091392 | 0.00098657 | 0.00099901 | 0.028291 | 0.034946 | 0.032341 | 0.056333 | 0.028504 | 0.040697 | 0.040697 | 0 | 0.027161 | 0.055539 | 0.055079 | 0.019516 | 0.0098657 | 0.020879 | 0.22838 | 0.28226 | 0.53247 | 0.12599 | 0.0098657 | 0.0098657 | 0.0098657 | 0.014789 | 0.015279 | 0.014789 | 0.015279 | 0.014789 | 0.015154 | 0.014671 | 0.32341 | 0.089371 | 0.024587 | 0.024587 | 0.064239 | 0.024963 | 0.14662 | 0.029771 | 0.067841 | 0.013605 | 0.0054261 | 0.017239 | 0.20339 | 0.00098657 | 0.0039804 | 0.00098657 | 0.091392 | 0.00098657 | 0.00099901 | 0.027284 | 0.041619 | 0.032341 | 0.013385 | 0.013385 | 0.013548 | 0.013548 | 0 | 0.02727 | 0.055539 | 0.055079 | 0.019516 | 0.0098657 | 0.020879 | 0.22838 | 0.28226 | 0.53247 | 0.12599 | 0.0098657 | 0.0098657 | 0.0098657 | 0.029196 | 0.029942 | 0.029196 | 0.029942 | 0.029196 | 0.015281 | 0.014791 | 0.32341 | 0.09153 | 0.024587 | 0.024587 | 0.066501 | 0.024963 | 0.14943 | 0.03132 | 0.038604 | 0.013612 | 0.0027875 | 0.0069317 | 0.0082261 | 0.00050681 | 0.0022757 | 0.00050681 | 0.0074473 | 0.00050681 | 0.00099925 | 0.027824 | 0.034483 | 0.032897 | 0.032037 | 0.018784 | 0.026433 | 0.026433 | 0 | 0.027231 | 0.03139 | 0.031143 | 0.019684 | 0.0098657 | 0.32506 | 0.0083998 | 0.0087745 | 0.010514 | 0.0076879 | 0.0050681 | 0.0050681 | 0.0050681 | 0.0069147 | 0.0069181 | 0.0069147 | 0.0069181 | 0.0069147 | 0.015235 | 0.014748 | 0.0090606 | 0.067402 | 0.0069828 | 0.0069828 | 0.052723 | 0.024975 | 0.13614 | 0.03132 | 0.038604 | 0.013612 | 0.0027875 | 0.0069317 | 0.0082261 | 0.00050681 | 0.0022757 | 0.00050681 | 0.0074473 | 0.00050681 | 0.00099925 | 0.00051366 | 0.038113 | 0.032897 | 0.0070628 | 0.0070628 | 0.46928 | 0.46824 | 0 | 0.027315 | 0.03139 | 0.031143 | 0.019684 | 0.0098657 | 0.013686 | 0.0083998 | 0.0087745 | 0.010514 | 0.0076879 | 0.0050681 | 0.0050681 | 0.0050681 | 0.5075 | 0.50775 | 0.5075 | 0.50775 | 0.5075 | 0.015334 | 0.014841 | 0.0090606 | 0.068637 | 0.0069828 | 0.0069828 | 0.053984 | 0.024975 | 0.13771 | 0.033846 | 0.31415 | 0.00050681 | 0.0027875 | 0.00050875 | 0.60375 | 0.00051025 | 0.0005005 | 0.5005 | 0.54659 | 0.00050681 | 0.00099925 | 0.00051366 | 0.010598 | 0.010598 | 0.50688 | 0.00050688 | 0.50688 | 0.50687 | 0 | 0.020137 | 0.010506 | 0.010506 | 0.51 | 0.0050681 | 0.47823 | 0.0083998 | 0.0087745 | 0.010514 | 0.0076879 | 0.505 | 0.505 | 0.0050681 | 0.0077548 | 0.0080133 | 0.0077548 | 0.0080133 | 0.0077548 | 0.0069816 | 0.0069781 | 0.665 | 1 | 0.5125 | 0.5125 | 0.010506 | 0.010506 | 0.011326 | 0.065918 | 0.36991 | 0.00050681 | 0.40099 | 0.00050875 | 0.00060375 | 0.00051025 | 0.0005005 | 0.5005 | 0.54659 | 0.072908 | 0.00096312 | 0.51366 | 0.00051698 | 0.010598 | 0.00050688 | 0.00050688 | 0.0069695 | 0.47045 | 0 | 0.020137 | 0.00051025 | 0.00051025 | 0.39148 | 0.0050681 | 0.47823 | 0.6165 | 0.644 | 0.77169 | 0.56425 | 0.505 | 0.505 | 0.505 | 0.5075 | 0.50775 | 0.5075 | 0.50775 | 0.5075 | 0.0069816 | 0.0069781 | 0.665 | 0.5125 | 0.5125 | 0.5125 | 0.5125 | 0.010506 | 0.5525 | 0.03132 | 0.038604 | 0.013612 | 0.0027875 | 0.0069317 | 0.0082261 | 0.00050681 | 0.0022757 | 0.00050681 | 0.0074473 | 0.00050681 | 0.00099925 | 0.00051366 | 0.038113 | 0.032897 | 0.0070628 | 0.0070628 | 0.46928 | 0.46824 | 0 | 0.027315 | 0.03139 | 0.031143 | 0.019684 | 0.0098657 | 0.013686 | 0.0083998 | 0.0087745 | 0.010514 | 0.0076879 | 0.0050681 | 0.0050681 | 0.0050681 | 0.5075 | 0.50775 | 0.5075 | 0.50775 | 0.5075 | 0.015334 | 0.014841 | 0.0090606 | 0.068637 | 0.0069828 | 0.0069828 | 0.053984 | 0.024975 | 0.13771 | 0.03132 | 0.038604 | 0.013612 | 0.0027875 | 0.0069317 | 0.0082261 | 0.00050681 | 0.0022757 | 0.00050681 | 0.0074473 | 0.00050681 | 0.00099925 | 0.028077 | 0.034483 | 0.032897 | 0.032037 | 0.018784 | 0.026433 | 0.026433 | 0 | 0.027231 | 0.03139 | 0.031143 | 0.019684 | 0.0098657 | 0.013686 | 0.0083998 | 0.0087745 | 0.010514 | 0.0076879 | 0.0050681 | 0.0050681 | 0.0050681 | 0.0069147 | 0.0069181 | 0.0069147 | 0.0069181 | 0.0069147 | 0.015235 | 0.014748 | 0.0090606 | 0.067402 | 0.0069828 | 0.0069828 | 0.052723 | 0.024975 | 0.13614 | 0.029771 | 0.067841 | 0.013605 | 0.0054261 | 0.017239 | 0.20339 | 0.00098657 | 0.0039804 | 0.00098657 | 0.091392 | 0.00098657 | 0.00099901 | 0.027284 | 0.041619 | 0.032341 | 0.013385 | 0.013385 | 0.013548 | 0.013548 | 0 | 0.02727 | 0.055539 | 0.055079 | 0.019516 | 0.0098657 | 0.020879 | 0.22838 | 0.28226 | 0.53247 | 0.12599 | 0.0098657 | 0.0098657 | 0.0098657 | 0.029196 | 0.029942 | 0.029196 | 0.029942 | 0.029196 | 0.015281 | 0.014791 | 0.32341 | 0.09153 | 0.024587 | 0.024587 | 0.066501 | 0.024963 | 0.14943 | 0.093863 | 0.14886
5: cable protection system | 0.029771 | 0.067841 | 0.013605 | 0.0054261 | 0.017239 | 0.20339 | 0.00098657 | 0.0039804 | 0.00098657 | 0.091392 | 0.00098657 | 0.00099901 | 0.027271 | 0.041619 | 0.032341 | 0.013385 | 0.013385 | 0.013548 | 0.013548 | 0 | 0.02727 | 0.055539 | 0.055079 | 0.019516 | 0.0098657 | 0.020879 | 0.22838 | 0.28227 | 0.53247 | 0.12599 | 0.0098657 | 0.0098657 | 0.0098657 | 0.029189 | 0.029936 | 0.029189 | 0.029936 | 0.029189 | 0.015281 | 0.014791 | 0.32342 | 0.09153 | 0.024587 | 0.024587 | 0.066501 | 0.024963 | 0.14943 | 0.029771 | 0.067841 | 0.013605 | 0.0054261 | 0.017239 | 0.20339 | 0.00098657 | 0.0034716 | 0.00098657 | 0.091392 | 0.00098657 | 0.00099901 | 0.028291 | 0.034946 | 0.032341 | 0.056333 | 0.028504 | 0.040697 | 0.040697 | 0 | 0.027161 | 0.055539 | 0.055079 | 0.019516 | 0.0098657 | 0.020879 | 0.22838 | 0.28226 | 0.53247 | 0.12599 | 0.0098657 | 0.0098657 | 0.0098657 | 0.014789 | 0.015279 | 0.014789 | 0.015279 | 0.014789 | 0.015154 | 0.014671 | 0.32341 | 0.089371 | 0.024587 | 0.024587 | 0.064239 | 0.024963 | 0.14662 | 0.029771 | 0.067841 | 0.013605 | 0.0054261 | 0.017239 | 0.20339 | 0.00098657 | 0.0039804 | 0.00098657 | 0.091392 | 0.00098657 | 0.00099901 | 0.027284 | 0.041619 | 0.032341 | 0.013385 | 0.013385 | 0.013548 | 0.013548 | 0 | 0.02727 | 0.055539 | 0.055079 | 0.019516 | 0.0098657 | 0.020879 | 0.22838 | 0.28226 | 0.53247 | 0.12599 | 0.0098657 | 0.0098657 | 0.0098657 | 0.029196 | 0.029942 | 0.029196 | 0.029942 | 0.029196 | 0.015281 | 0.014791 | 0.32341 | 0.09153 | 0.024587 | 0.024587 | 0.066501 | 0.024963 | 0.14943 | 0.03132 | 0.038604 | 0.013612 | 0.0027875 | 0.0069317 | 0.0082261 | 0.00050681 | 0.0022757 | 0.00050681 | 0.0074473 | 0.00050681 | 0.00099925 | 0.027824 | 0.034483 | 0.032897 | 0.032037 | 0.018784 | 0.026433 | 0.026433 | 0 | 0.027231 | 0.03139 | 0.031143 | 0.019684 | 0.0098657 | 0.32506 | 0.0083998 | 0.0087745 | 0.010514 | 0.0076879 | 0.0050681 | 0.0050681 | 0.0050681 | 0.0069147 | 0.0069181 | 0.0069147 | 0.0069181 | 0.0069147 | 0.015235 | 0.014748 | 0.0090606 | 0.067402 | 0.0069828 | 0.0069828 | 0.052723 | 0.024975 | 0.13614 | 0.03132 | 0.038604 | 0.013612 | 0.0027875 | 0.0069317 | 0.0082261 | 0.00050681 | 0.0022757 | 0.00050681 | 0.0074473 | 0.00050681 | 0.00099925 | 0.00051366 | 0.038113 | 0.032897 | 0.0070628 | 0.0070628 | 0.46928 | 0.46824 | 0 | 0.027315 | 0.03139 | 0.031143 | 0.019684 | 0.0098657 | 0.013686 | 0.0083998 | 0.0087745 | 0.010514 | 0.0076879 | 0.0050681 | 0.0050681 | 0.0050681 | 0.5075 | 0.50775 | 0.5075 | 0.50775 | 0.5075 | 0.015334 | 0.014841 | 0.0090606 | 0.068637 | 0.0069828 | 0.0069828 | 0.053984 | 0.024975 | 0.13771 | 0.033846 | 0.31415 | 0.00050681 | 0.0027875 | 0.00050875 | 0.60375 | 0.00051025 | 0.0005005 | 0.5005 | 0.54659 | 0.00050681 | 0.00099925 | 0.00051366 | 0.010598 | 0.010598 | 0.50688 | 0.00050688 | 0.50688 | 0.50687 | 0 | 0.020137 | 0.010506 | 0.010506 | 0.51 | 0.0050681 | 0.47823 | 0.0083998 | 0.0087745 | 0.010514 | 0.0076879 | 0.505 | 0.505 | 0.0050681 | 0.0077548 | 0.0080133 | 0.0077548 | 0.0080133 | 0.0077548 | 0.0069816 | 0.0069781 | 0.665 | 0.5125 | 1 | 0.5125 | 0.010506 | 0.010506 | 0.011326 | 0.065918 | 0.36991 | 0.00050681 | 0.40099 | 0.00050875 | 0.00060375 | 0.00051025 | 0.0005005 | 0.5005 | 0.54659 | 0.072908 | 0.00096312 | 0.51366 | 0.00051698 | 0.010598 | 0.00050688 | 0.00050688 | 0.0069695 | 0.47045 | 0 | 0.020137 | 0.00051025 | 0.00051025 | 0.39148 | 0.0050681 | 0.47823 | 0.6165 | 0.644 | 0.77169 | 0.56425 | 0.505 | 0.505 | 0.505 | 0.5075 | 0.50775 | 0.5075 | 0.50775 | 0.5075 | 0.0069816 | 0.0069781 | 0.665 | 0.5125 | 0.5125 | 0.5125 | 0.5125 | 0.010506 | 0.5525 | 0.03132 | 0.038604 | 0.013612 | 0.0027875 | 0.0069317 | 0.0082261 | 0.00050681 | 0.0022757 | 0.00050681 | 0.0074473 | 0.00050681 | 0.00099925 | 0.00051366 | 0.038113 | 0.032897 | 0.0070628 | 0.0070628 | 0.46928 | 0.46824 | 0 | 0.027315 | 0.03139 | 0.031143 | 0.019684 | 0.0098657 | 0.013686 | 0.0083998 | 0.0087745 | 0.010514 | 0.0076879 | 0.0050681 | 0.0050681 | 0.0050681 | 0.5075 | 0.50775 | 0.5075 | 0.50775 | 0.5075 | 0.015334 | 0.014841 | 0.0090606 | 0.068637 | 0.0069828 | 0.0069828 | 0.053984 | 0.024975 | 0.13771 | 0.03132 | 0.038604 | 0.013612 | 0.0027875 | 0.0069317 | 0.0082261 | 0.00050681 | 0.0022757 | 0.00050681 | 0.0074473 | 0.00050681 | 0.00099925 | 0.028077 | 0.034483 | 0.032897 | 0.032037 | 0.018784 | 0.026433 | 0.026433 | 0 | 0.027231 | 0.03139 | 0.031143 | 0.019684 | 0.0098657 | 0.013686 | 0.0083998 | 0.0087745 | 0.010514 | 0.0076879 | 0.0050681 | 0.0050681 | 0.0050681 | 0.0069147 | 0.0069181 | 0.0069147 | 0.0069181 | 0.0069147 | 0.015235 | 0.014748 | 0.0090606 | 0.067402 | 0.0069828 | 0.0069828 | 0.052723 | 0.024975 | 0.13614 | 0.029771 | 0.067841 | 0.013605 | 0.0054261 | 0.017239 | 0.20339 | 0.00098657 | 0.0039804 | 0.00098657 | 0.091392 | 0.00098657 | 0.00099901 | 0.027284 | 0.041619 | 0.032341 | 0.013385 | 0.013385 | 0.013548 | 0.013548 | 0 | 0.02727 | 0.055539 | 0.055079 | 0.019516 | 0.0098657 | 0.020879 | 0.22838 | 0.28226 | 0.53247 | 0.12599 | 0.0098657 | 0.0098657 | 0.0098657 | 0.029196 | 0.029942 | 0.029196 | 0.029942 | 0.029196 | 0.015281 | 0.014791 | 0.32341 | 0.09153 | 0.024587 | 0.024587 | 0.066501 | 0.024963 | 0.14943 | 0.093863 | 0.081452
5: dynamic cable | 0.029771 | 0.067841 | 0.013605 | 0.0054261 | 0.017239 | 0.20339 | 0.00098657 | 0.0039804 | 0.00098657 | 0.091392 | 0.00098657 | 0.00099901 | 0.048125 | 0.041698 | 0.032341 | 0.013548 | 0.048071 | 0.013548 | 0.013548 | 0 | 0.02702 | 0.055539 | 0.055079 | 0.019516 | 0.0098657 | 0.020879 | 0.22838 | 0.28227 | 0.53247 | 0.12599 | 0.0098657 | 0.0098657 | 0.0098657 | 0.014789 | 0.015279 | 0.014789 | 0.015279 | 0.014789 | 0.014989 | 0.014516 | 0.32342 | 0.091555 | 0.024587 | 0.024587 | 0.066527 | 0.024963 | 0.14946 | 0.029771 | 0.067841 | 0.013605 | 0.0054262 | 0.017239 | 0.2034 | 0.00098657 | 0.0039825 | 0.00098657 | 0.091393 | 0.00098657 | 0.00099901 | 0.027271 | 0.047526 | 0.032341 | 0.025636 | 0.013385 | 0.013574 | 0.013574 | 0 | 0.02727 | 0.055539 | 0.055079 | 0.019516 | 0.0098657 | 0.020879 | 0.22838 | 0.28227 | 0.53248 | 0.12599 | 0.0098657 | 0.0098657 | 0.0098657 | 0.029186 | 0.029932 | 0.029186 | 0.029932 | 0.029186 | 0.015281 | 0.014791 | 0.32342 | 0.093441 | 0.024587 | 0.024587 | 0.068503 | 0.024963 | 0.15191 | 0.028893 | 0.017862 | 0.013605 | 0.016621 | 0.026632 | 0.25402 | 0.00098973 | 0.00099901 | 0.0035244 | 0.091951 | 0.000916 | 0.00099904 | 0.026983 | 0.041255 | 0.032904 | 0.013609 | 0.013609 | 0.013564 | 0.085786 | 0 | 0.027268 | 0.031113 | 0.031113 |  | 0.0098657 | 0.025167 | 0.25385 | 0.30843 | 0.56184 | 0.15016 | 0.020212 | 0.020212 | 0.02043 | 0.029116 | 0.036468 | 0.029116 | 0.02986 | 0.029116 | 0.015279 | 0.014789 | 0.38175 | 0.069565 | 0.082211 | 0.082211 | 0.055062 | 0.04086 | 0.13905 | 0.02975 | 0.069491 | 0.013598 | 0.0054612 | 0.017375 | 0.20599 | 0.0015143 | 0.00098973 | 0.00099294 | 0.10045 | 0.00099294 | 0.000999 | 0.51366 | 0.0071085 | 0.032235 | 0.0069781 | 0.50687 | 0.0069781 | 0.0069781 | 0 | 0.023708 | 0.060141 | 0.059681 | 0.019514 | 0.0098657 | 0.020978 | 0.2313 | 0.2859 | 0.5394 | 0.12756 | 0.0099294 | 0.0099294 | 0.0099294 | 0.014894 | 0.0069816 | 0.014894 | 0.01539 | 0.0069781 | 0.01113 | 0.010883 | 0.32759 | 0.024493 | 0.024821 | 0.024821 | 0.024493 | 0.024963 | 0.10262 | 0.02975 | 0.054819 | 0.013612 | 0.0054612 | 0.017375 | 0.20599 | 0.00050688 | 0.0032457 | 0.00099294 | 0.0075156 | 0.00099294 | 0.000999 | 0.00051366 | 0.27928 | 0.032573 | 0.50687 | 0.50687 | 0.27782 | 0.042213 | 0 | 0.023708 | 0.045464 | 0.044996 | 0.019514 | 0.0098657 | 0.020978 | 0.2313 | 0.2859 | 0.5394 | 0.12756 | 0.0099294 | 0.0099294 | 0.0099294 | 0.015651 | 0.016164 | 0.015651 | 0.016164 | 0.015651 | 0.01113 | 0.010883 | 0.32759 |  | 0.024821 | 0.024821 |  | 0.024963 |  | 0.50975 | 0.010659 | 0.00050681 | 0.0027775 | 0.008925 | 0.015094 | 0.00051025 | 0.09951 | 0.000505 | 0.0095654 | 0.00054659 | 0.0005005 | 0.51366 | 0.51698 | 0.010598 | 0.0075156 | 0.0075156 | 0.0069695 | 0.50687 | 0 | 0.50687 | 0.011205 | 0.011205 | 0.01025 | 0.0099294 | 0.0060375 | 0.6165 | 0.644 | 0.77169 | 0.56425 | 0.0054659 | 0.0054659 | 0.000505 | 0.5075 | 0.50775 | 0.5075 | 0.50775 | 0.5075 | 0.0069816 | 0.0069781 | 0.665 | 0.5125 | 0.5125 | 1 | 0.010506 | 0.5125 | 0.011326 | 0.034606 | 0.14052 | 0.00050681 | 0.0057603 | 0.00050875 | 0.00060375 | 0.00051025 | 0.0005005 | 0.0012976 | 0.54659 | 0.0010473 | 0.00099898 | 0.51366 | 0.00051698 | 0.033608 | 0.00050688 | 0.00050688 | 0.013652 |  | 0 | 0.027362 | 0.00051025 | 0.00051025 | 0.062625 | 0.0099294 | 0.011535 | 0.23581 | 0.29135 | 0.54924 | 0.13027 | 0.010695 | 0.010695 | 0.010473 | 0.15851 | 0.16502 | 0.15851 | 0.16377 | 0.15851 | 0.015389 | 0.014893 | 0.34198 | 0.026393 | 0.027023 | 0.027023 | 0.026007 | 0.024736 | 0.10787 | 0.02975 | 0.069491 | 0.013598 | 0.0054612 | 0.017375 | 0.20599 | 0.0015143 | 0.00098973 | 0.00099294 | 0.10045 | 0.00099294 | 0.000999 | 0.00051366 | 0.0071085 | 0.032235 | 0.0069781 | 0.50687 | 0.0069781 | 0.0069781 | 0 | 0.023708 | 0.060141 | 0.059681 | 0.019514 | 0.0098657 | 0.020978 | 0.2313 | 0.2859 | 0.5394 | 0.12756 | 0.0099294 | 0.0099294 | 0.0099294 | 0.015651 | 0.50775 | 0.015651 | 0.016164 | 0.5075 | 0.01113 | 0.010883 | 0.32759 | 0.024493 | 0.024821 | 0.024821 | 0.024493 | 0.024963 | 0.10262 | 0.02975 | 0.068149 | 0.013605 | 0.0054612 | 0.017375 | 0.20599 | 0.00098973 | 0.0034859 | 0.00099294 | 0.091951 | 0.00099294 | 0.000999 | 0.026983 | 0.041736 | 0.032335 | 0.013609 | 0.013609 | 0.047381 | 0.040884 | 0 | 0.027268 | 0.055794 | 0.055331 | 0.019514 | 0.0098657 | 0.020978 | 0.2313 | 0.2859 | 0.5394 | 0.12756 | 0.0099294 | 0.0099294 | 0.0099294 | 0.014894 | 0.01539 | 0.014894 | 0.01539 | 0.014894 | 0.015279 | 0.014789 | 0.32759 | 0.091793 | 0.024821 | 0.024821 | 0.066659 | 0.024963 | 0.14958 | 0.029771 | 0.067841 | 0.013605 | 0.0054262 | 0.017239 | 0.2034 | 0.00098657 | 0.0039825 | 0.00098657 | 0.091393 | 0.00098657 | 0.00099901 | 0.027271 | 0.047526 | 0.032341 | 0.025636 | 0.013385 | 0.013574 | 0.013574 | 0 | 0.02727 | 0.055539 | 0.055079 | 0.019516 | 0.0098657 | 0.020879 | 0.22838 | 0.28227 | 0.53248 | 0.12599 | 0.0098657 | 0.0098657 | 0.0098657 | 0.029186 | 0.029932 | 0.029186 | 0.029932 | 0.029186 | 0.015281 | 0.014791 | 0.32342 | 0.093441 | 0.024587 | 0.024587 | 0.068503 | 0.024963 | 0.15191 | 0.089036 | 0.081452
5: static cable | 0.029771 | 0.067841 | 0.013605 | 0.0054261 | 0.017239 | 0.20339 | 0.00098657 | 0.0039804 | 0.00098657 | 0.091392 | 0.00098657 | 0.00099901 | 0.048125 | 0.041698 | 0.032341 | 0.013548 | 0.048071 | 0.013548 | 0.013548 | 0 | 0.02702 | 0.055539 | 0.055079 | 0.019516 | 0.0098657 | 0.020879 | 0.22838 | 0.28227 | 0.53247 | 0.12599 | 0.0098657 | 0.0098657 | 0.0098657 | 0.014789 | 0.015279 | 0.014789 | 0.015279 | 0.014789 | 0.014989 | 0.014516 | 0.32342 | 0.091555 | 0.024587 | 0.024587 | 0.066527 | 0.024963 | 0.14946 | 0.029771 | 0.067841 | 0.013605 | 0.0054262 | 0.017239 | 0.2034 | 0.00098657 | 0.0039825 | 0.00098657 | 0.091393 | 0.00098657 | 0.00099901 | 0.027271 | 0.047526 | 0.032341 | 0.025636 | 0.013385 | 0.013574 | 0.013574 | 0 | 0.02727 | 0.055539 | 0.055079 | 0.019516 | 0.0098657 | 0.020879 | 0.22838 | 0.28227 | 0.53248 | 0.12599 | 0.0098657 | 0.0098657 | 0.0098657 | 0.029186 | 0.029932 | 0.029186 | 0.029932 | 0.029186 | 0.015281 | 0.014791 | 0.32342 | 0.093441 | 0.024587 | 0.024587 | 0.068503 | 0.024963 | 0.15191 | 0.028893 | 0.017862 | 0.013605 | 0.016621 | 0.026632 | 0.25402 | 0.00098973 | 0.00099901 | 0.0035244 | 0.091951 | 0.000916 | 0.00099904 | 0.026983 | 0.041255 | 0.032904 | 0.013609 | 0.013609 | 0.013564 | 0.085786 | 0 | 0.027268 | 0.031113 | 0.031113 |  | 0.0098657 | 0.025167 | 0.25385 | 0.30843 | 0.56184 | 0.15016 | 0.020212 | 0.020212 | 0.02043 | 0.029116 | 0.036468 | 0.029116 | 0.02986 | 0.029116 | 0.015279 | 0.014789 | 0.38175 | 0.069565 | 0.082211 | 0.082211 | 0.055062 | 0.04086 | 0.13905 | 0.02975 | 0.069491 | 0.013598 | 0.0054612 | 0.017375 | 0.20599 | 0.0015143 | 0.00098973 | 0.00099294 | 0.10045 | 0.00099294 | 0.000999 | 0.51366 | 0.0071085 | 0.032235 | 0.0069781 | 0.50687 | 0.0069781 | 0.0069781 | 0 | 0.023708 | 0.060141 | 0.059681 | 0.019514 | 0.0098657 | 0.020978 | 0.2313 | 0.2859 | 0.5394 | 0.12756 | 0.0099294 | 0.0099294 | 0.0099294 | 0.014894 | 0.0069816 | 0.014894 | 0.01539 | 0.0069781 | 0.01113 | 0.010883 | 0.32759 | 0.024493 | 0.024821 | 0.024821 | 0.024493 | 0.024963 | 0.10262 | 0.02975 | 0.054819 | 0.013612 | 0.0054612 | 0.017375 | 0.20599 | 0.00050688 | 0.0032457 | 0.00099294 | 0.0075156 | 0.00099294 | 0.000999 | 0.00051366 | 0.27928 | 0.032573 | 0.50687 | 0.50687 | 0.27782 | 0.042213 | 0 | 0.023708 | 0.045464 | 0.044996 | 0.019514 | 0.0098657 | 0.020978 | 0.2313 | 0.2859 | 0.5394 | 0.12756 | 0.0099294 | 0.0099294 | 0.0099294 | 0.015651 | 0.016164 | 0.015651 | 0.016164 | 0.015651 | 0.01113 | 0.010883 | 0.32759 |  | 0.024821 | 0.024821 |  | 0.024963 |  | 0.50975 | 0.010659 | 0.00050681 | 0.0027775 | 0.008925 | 0.015094 | 0.00051025 | 0.09951 | 0.000505 | 0.0095654 | 0.00054659 | 0.0005005 | 0.51366 | 0.51698 | 0.010598 | 0.0075156 | 0.0075156 | 0.0069695 | 0.50687 | 0 | 0.50687 | 0.011205 | 0.011205 | 0.01025 | 0.0099294 | 0.0060375 | 0.6165 | 0.644 | 0.77169 | 0.56425 | 0.0054659 | 0.0054659 | 0.000505 | 0.5075 | 0.50775 | 0.5075 | 0.50775 | 0.5075 | 0.0069816 | 0.0069781 | 0.665 | 0.5125 | 0.5125 | 0.5125 | 1 | 0.5125 | 0.011326 | 0.034606 | 0.14052 | 0.00050681 | 0.0057603 | 0.00050875 | 0.00060375 | 0.00051025 | 0.0005005 | 0.0012976 | 0.54659 | 0.0010473 | 0.00099898 | 0.51366 | 0.00051698 | 0.033608 | 0.00050688 | 0.00050688 | 0.013652 |  | 0 | 0.027362 | 0.00051025 | 0.00051025 | 0.062625 | 0.0099294 | 0.011535 | 0.23581 | 0.29135 | 0.54924 | 0.13027 | 0.010695 | 0.010695 | 0.010473 | 0.15851 | 0.16502 | 0.15851 | 0.16377 | 0.15851 | 0.015389 | 0.014893 | 0.34198 | 0.026393 | 0.027023 | 0.027023 | 0.026007 | 0.024736 | 0.10787 | 0.02975 | 0.069491 | 0.013598 | 0.0054612 | 0.017375 | 0.20599 | 0.0015143 | 0.00098973 | 0.00099294 | 0.10045 | 0.00099294 | 0.000999 | 0.00051366 | 0.0071085 | 0.032235 | 0.0069781 | 0.50687 | 0.0069781 | 0.0069781 | 0 | 0.023708 | 0.060141 | 0.059681 | 0.019514 | 0.0098657 | 0.020978 | 0.2313 | 0.2859 | 0.5394 | 0.12756 | 0.0099294 | 0.0099294 | 0.0099294 | 0.015651 | 0.50775 | 0.015651 | 0.016164 | 0.5075 | 0.01113 | 0.010883 | 0.32759 | 0.024493 | 0.024821 | 0.024821 | 0.024493 | 0.024963 | 0.10262 | 0.02975 | 0.068149 | 0.013605 | 0.0054612 | 0.017375 | 0.20599 | 0.00098973 | 0.0034859 | 0.00099294 | 0.091951 | 0.00099294 | 0.000999 | 0.026983 | 0.041736 | 0.032335 | 0.013609 | 0.013609 | 0.047381 | 0.040884 | 0 | 0.027268 | 0.055794 | 0.055331 | 0.019514 | 0.0098657 | 0.020978 | 0.2313 | 0.2859 | 0.5394 | 0.12756 | 0.0099294 | 0.0099294 | 0.0099294 | 0.014894 | 0.01539 | 0.014894 | 0.01539 | 0.014894 | 0.015279 | 0.014789 | 0.32759 | 0.091793 | 0.024821 | 0.024821 | 0.066659 | 0.024963 | 0.14958 | 0.029771 | 0.067841 | 0.013605 | 0.0054262 | 0.017239 | 0.2034 | 0.00098657 | 0.0039825 | 0.00098657 | 0.091393 | 0.00098657 | 0.00099901 | 0.027271 | 0.047526 | 0.032341 | 0.025636 | 0.013385 | 0.013574 | 0.013574 | 0 | 0.02727 | 0.055539 | 0.055079 | 0.019516 | 0.0098657 | 0.020879 | 0.22838 | 0.28227 | 0.53248 | 0.12599 | 0.0098657 | 0.0098657 | 0.0098657 | 0.029186 | 0.029932 | 0.029186 | 0.029932 | 0.029186 | 0.015281 | 0.014791 | 0.32342 | 0.093441 | 0.024587 | 0.024587 | 0.068503 | 0.024963 | 0.15191 | 0.090116 | 0.10675
5: terminations | 0.029771 | 0.067841 | 0.013605 | 0.0054261 | 0.017239 | 0.20339 | 0.00098657 | 0.0039804 | 0.00098657 | 0.091392 | 0.00098657 | 0.00099901 | 0.048125 | 0.041698 | 0.032341 | 0.013548 | 0.048071 | 0.013548 | 0.013548 | 0 | 0.02702 | 0.055539 | 0.055079 | 0.019516 | 0.0098657 | 0.020879 | 0.22838 | 0.28227 | 0.53247 | 0.12599 | 0.0098657 | 0.0098657 | 0.0098657 | 0.014789 | 0.015279 | 0.014789 | 0.015279 | 0.014789 | 0.014989 | 0.014516 | 0.32342 | 0.091555 | 0.024587 | 0.024587 | 0.066527 | 0.024963 | 0.14946 | 0.029771 | 0.067841 | 0.013605 | 0.0054262 | 0.017239 | 0.2034 | 0.00098657 | 0.0039825 | 0.00098657 | 0.091393 | 0.00098657 | 0.00099901 | 0.027271 | 0.047526 | 0.032341 | 0.025636 | 0.013385 | 0.013574 | 0.013574 | 0 | 0.02727 | 0.055539 | 0.055079 | 0.019516 | 0.0098657 | 0.020879 | 0.22838 | 0.28227 | 0.53248 | 0.12599 | 0.0098657 | 0.0098657 | 0.0098657 | 0.029186 | 0.029932 | 0.029186 | 0.029932 | 0.029186 | 0.015281 | 0.014791 | 0.32342 | 0.093441 | 0.024587 | 0.024587 | 0.068503 | 0.024963 | 0.15191 | 0.028893 | 0.017862 | 0.013605 | 0.016621 | 0.026632 | 0.25402 | 0.00098973 | 0.00099901 | 0.0035244 | 0.091951 | 0.000916 | 0.00099904 | 0.026983 | 0.041255 | 0.032904 | 0.013609 | 0.013609 | 0.013564 | 0.085786 | 0 | 0.027268 | 0.031113 | 0.031113 |  | 0.0098657 | 0.025167 | 0.25385 | 0.30843 | 0.56184 | 0.15016 | 0.020212 | 0.020212 | 0.02043 | 0.029116 | 0.036468 | 0.029116 | 0.02986 | 0.029116 | 0.015279 | 0.014789 | 0.38175 | 0.069565 | 0.082211 | 0.082211 | 0.055062 | 0.04086 | 0.13905 | 0.02975 | 0.069491 | 0.013598 | 0.0054612 | 0.017375 | 0.20599 | 0.0015143 | 0.00098973 | 0.00099294 | 0.10045 | 0.00099294 | 0.000999 | 0.51366 | 0.0071085 | 0.032235 | 0.0069781 | 0.50687 | 0.0069781 | 0.0069781 | 0 | 0.023708 | 0.060141 | 0.059681 | 0.019514 | 0.0098657 | 0.020978 | 0.2313 | 0.2859 | 0.5394 | 0.12756 | 0.0099294 | 0.0099294 | 0.0099294 | 0.014894 | 0.0069816 | 0.014894 | 0.01539 | 0.0069781 | 0.01113 | 0.010883 | 0.32759 | 0.024493 | 0.024821 | 0.024821 | 0.024493 | 0.024963 | 0.10262 | 0.02975 | 0.054819 | 0.013612 | 0.0054612 | 0.017375 | 0.20599 | 0.00050688 | 0.0032457 | 0.00099294 | 0.0075156 | 0.00099294 | 0.000999 | 0.00051366 | 0.27928 | 0.032573 | 0.50687 | 0.50687 | 0.27782 | 0.042213 | 0 | 0.023708 | 0.045464 | 0.044996 | 0.019514 | 0.0098657 | 0.020978 | 0.2313 | 0.2859 | 0.5394 | 0.12756 | 0.0099294 | 0.0099294 | 0.0099294 | 0.015651 | 0.016164 | 0.015651 | 0.016164 | 0.015651 | 0.01113 | 0.010883 | 0.32759 |  | 0.024821 | 0.024821 |  | 0.024963 |  | 0.50975 | 0.010659 | 0.00050681 | 0.0027775 | 0.008925 | 0.015094 | 0.00051025 | 0.09951 | 0.000505 | 0.0095654 | 0.00054659 | 0.0005005 | 0.51366 | 0.51698 | 0.010598 | 0.0075156 | 0.0075156 | 0.0069695 | 0.50687 | 0 | 0.50687 | 0.011205 | 0.011205 | 0.01025 | 0.0099294 | 0.0060375 | 0.6165 | 0.644 | 0.77169 | 0.56425 | 0.0054659 | 0.0054659 | 0.000505 | 0.5075 | 0.50775 | 0.5075 | 0.50775 | 0.5075 | 0.0069816 | 0.0069781 | 0.665 | 0.5125 | 0.5125 | 0.5125 | 0.010506 | 1 | 0.011326 | 0.034606 | 0.14052 | 0.00050681 | 0.0057603 | 0.00050875 | 0.00060375 | 0.00051025 | 0.0005005 | 0.0012976 | 0.54659 | 0.0010473 | 0.00099898 | 0.51366 | 0.00051698 | 0.033608 | 0.00050688 | 0.00050688 | 0.013652 |  | 0 | 0.027362 | 0.00051025 | 0.00051025 | 0.062625 | 0.0099294 | 0.011535 | 0.23581 | 0.29135 | 0.54924 | 0.13027 | 0.010695 | 0.010695 | 0.010473 | 0.15851 | 0.16502 | 0.15851 | 0.16377 | 0.15851 | 0.015389 | 0.014893 | 0.34198 | 0.026393 | 0.027023 | 0.027023 | 0.026007 | 0.024736 | 0.10787 | 0.02975 | 0.069491 | 0.013598 | 0.0054612 | 0.017375 | 0.20599 | 0.0015143 | 0.00098973 | 0.00099294 | 0.10045 | 0.00099294 | 0.000999 | 0.00051366 | 0.0071085 | 0.032235 | 0.0069781 | 0.50687 | 0.0069781 | 0.0069781 | 0 | 0.023708 | 0.060141 | 0.059681 | 0.019514 | 0.0098657 | 0.020978 | 0.2313 | 0.2859 | 0.5394 | 0.12756 | 0.0099294 | 0.0099294 | 0.0099294 | 0.015651 | 0.50775 | 0.015651 | 0.016164 | 0.5075 | 0.01113 | 0.010883 | 0.32759 | 0.024493 | 0.024821 | 0.024821 | 0.024493 | 0.024963 | 0.10262 | 0.02975 | 0.068149 | 0.013605 | 0.0054612 | 0.017375 | 0.20599 | 0.00098973 | 0.0034859 | 0.00099294 | 0.091951 | 0.00099294 | 0.000999 | 0.026983 | 0.041736 | 0.032335 | 0.013609 | 0.013609 | 0.047381 | 0.040884 | 0 | 0.027268 | 0.055794 | 0.055331 | 0.019514 | 0.0098657 | 0.020978 | 0.2313 | 0.2859 | 0.5394 | 0.12756 | 0.0099294 | 0.0099294 | 0.0099294 | 0.014894 | 0.01539 | 0.014894 | 0.01539 | 0.014894 | 0.015279 | 0.014789 | 0.32759 | 0.091793 | 0.024821 | 0.024821 | 0.066659 | 0.024963 | 0.14958 | 0.029771 | 0.067841 | 0.013605 | 0.0054262 | 0.017239 | 0.2034 | 0.00098657 | 0.0039825 | 0.00098657 | 0.091393 | 0.00098657 | 0.00099901 | 0.027271 | 0.047526 | 0.032341 | 0.025636 | 0.013385 | 0.013574 | 0.013574 | 0 | 0.02727 | 0.055539 | 0.055079 | 0.019516 | 0.0098657 | 0.020879 | 0.22838 | 0.28227 | 0.53248 | 0.12599 | 0.0098657 | 0.0098657 | 0.0098657 | 0.029186 | 0.029932 | 0.029186 | 0.029932 | 0.029186 | 0.015281 | 0.014791 | 0.32342 | 0.093441 | 0.024587 | 0.024587 | 0.068503 | 0.024963 | 0.15191 | 0.089036 | 0.071179
5: offshore joints | 0.029771 | 0.067841 | 0.013605 | 0.0054261 | 0.017239 | 0.20339 | 0.00098657 | 0.0039804 | 0.00098657 | 0.091392 | 0.00098657 | 0.00099901 | 0.048125 | 0.041698 | 0.032341 | 0.013548 | 0.048071 | 0.013548 | 0.013548 | 0 | 0.02702 | 0.055539 | 0.055079 | 0.019516 | 0.0098657 | 0.020879 | 0.22838 | 0.28227 | 0.53247 | 0.12599 | 0.0098657 | 0.0098657 | 0.0098657 | 0.014789 | 0.015279 | 0.014789 | 0.015279 | 0.014789 | 0.014989 | 0.014516 | 0.32342 | 0.091555 | 0.024587 | 0.024587 | 0.066527 | 0.024963 | 0.14946 | 0.029771 | 0.067841 | 0.013605 | 0.0054262 | 0.017239 | 0.2034 | 0.00098657 | 0.0039825 | 0.00098657 | 0.091393 | 0.00098657 | 0.00099901 | 0.027271 | 0.047526 | 0.032341 | 0.025636 | 0.013385 | 0.013574 | 0.013574 | 0 | 0.02727 | 0.055539 | 0.055079 | 0.019516 | 0.0098657 | 0.020879 | 0.22838 | 0.28227 | 0.53248 | 0.12599 | 0.0098657 | 0.0098657 | 0.0098657 | 0.029186 | 0.029932 | 0.029186 | 0.029932 | 0.029186 | 0.015281 | 0.014791 | 0.32342 | 0.093441 | 0.024587 | 0.024587 | 0.068503 | 0.024963 | 0.15191 | 0.028893 | 0.017862 | 0.013605 | 0.016621 | 0.026632 | 0.25402 | 0.00098973 | 0.00099901 | 0.0035244 | 0.091951 | 0.000916 | 0.00099904 | 0.026983 | 0.041255 | 0.032904 | 0.013609 | 0.013609 | 0.013564 | 0.085786 | 0 | 0.027268 | 0.031113 | 0.031113 |  | 0.0098657 | 0.025167 | 0.25385 | 0.30843 | 0.56184 | 0.15016 | 0.020212 | 0.020212 | 0.02043 | 0.029116 | 0.036468 | 0.029116 | 0.02986 | 0.029116 | 0.015279 | 0.014789 | 0.38175 | 0.069565 | 0.082211 | 0.082211 | 0.055062 | 0.04086 | 0.13905 | 0.02975 | 0.069491 | 0.013598 | 0.0054612 | 0.017375 | 0.20599 | 0.0015143 | 0.00098973 | 0.00099294 | 0.10045 | 0.00099294 | 0.000999 | 0.51366 | 0.0071085 | 0.032235 | 0.0069781 | 0.50687 | 0.0069781 | 0.0069781 | 0 | 0.023708 | 0.060141 | 0.059681 | 0.019514 | 0.0098657 | 0.020978 | 0.2313 | 0.2859 | 0.5394 | 0.12756 | 0.0099294 | 0.0099294 | 0.0099294 | 0.014894 | 0.0069816 | 0.014894 | 0.01539 | 0.0069781 | 0.01113 | 0.010883 | 0.32759 | 0.024493 | 0.024821 | 0.024821 | 0.024493 | 0.024963 | 0.10262 | 0.02975 | 0.054819 | 0.013612 | 0.0054612 | 0.017375 | 0.20599 | 0.00050688 | 0.0032457 | 0.00099294 | 0.0075156 | 0.00099294 | 0.000999 | 0.00051366 | 0.27928 | 0.032573 | 0.50687 | 0.50687 | 0.27782 | 0.042213 | 0 | 0.023708 | 0.045464 | 0.044996 | 0.019514 | 0.0098657 | 0.020978 | 0.2313 | 0.2859 | 0.5394 | 0.12756 | 0.0099294 | 0.0099294 | 0.0099294 | 0.015651 | 0.016164 | 0.015651 | 0.016164 | 0.015651 | 0.01113 | 0.010883 | 0.32759 |  | 0.024821 | 0.024821 |  | 0.024963 |  | 0.50975 | 0.010659 | 0.00050681 | 0.0027775 | 0.008925 | 0.063394 | 0.00051025 | 0.09951 | 0.000505 | 0.0095654 | 0.00054659 | 0.0005005 | 0.51366 | 0.51698 | 0.010598 | 0.0075156 | 0.0075156 | 0.0069695 | 0.50687 | 0 | 0.50687 | 0.011205 | 0.011205 | 0.01105 | 0.0099294 | 0.0060375 | 0.6165 | 0.644 | 0.77169 | 0.56425 | 0.0054659 | 0.0054659 | 0.000505 | 0.5075 | 0.50775 | 0.5075 | 0.50775 | 0.5075 | 0.0069816 | 0.0069781 | 0.665 | 0.5125 | 0.5125 | 0.5125 | 0.010506 | 0.5125 | 1 | 0.034606 | 0.14052 | 0.00050681 | 0.0057603 | 0.00050875 | 0.00060375 | 0.00051025 | 0.0005005 | 0.0012976 | 0.54659 | 0.0010473 | 0.00099898 | 0.51366 | 0.00051698 | 0.033608 | 0.00050688 | 0.00050688 | 0.013652 |  | 0 | 0.027362 | 0.00051025 | 0.00051025 | 0.062625 | 0.0099294 | 0.011535 | 0.23581 | 0.29135 | 0.54924 | 0.13027 | 0.010695 | 0.010695 | 0.010473 | 0.15851 | 0.16502 | 0.15851 | 0.16377 | 0.15851 | 0.015389 | 0.014893 | 0.34198 | 0.026393 | 0.027023 | 0.027023 | 0.026007 | 0.024736 | 0.10787 | 0.02975 | 0.069491 | 0.013598 | 0.0054612 | 0.017375 | 0.20599 | 0.0015143 | 0.00098973 | 0.00099294 | 0.10045 | 0.00099294 | 0.000999 | 0.00051366 | 0.0071085 | 0.032235 | 0.0069781 | 0.50687 | 0.0069781 | 0.0069781 | 0 | 0.023708 | 0.060141 | 0.059681 | 0.019514 | 0.0098657 | 0.020978 | 0.2313 | 0.2859 | 0.5394 | 0.12756 | 0.0099294 | 0.0099294 | 0.0099294 | 0.015651 | 0.50775 | 0.015651 | 0.016164 | 0.5075 | 0.01113 | 0.010883 | 0.32759 | 0.024493 | 0.024821 | 0.024821 | 0.024493 | 0.024963 | 0.10262 | 0.02975 | 0.068149 | 0.013605 | 0.0054612 | 0.017375 | 0.20599 | 0.00098973 | 0.0034859 | 0.00099294 | 0.091951 | 0.00099294 | 0.000999 | 0.026983 | 0.041736 | 0.032335 | 0.013609 | 0.013609 | 0.047381 | 0.040884 | 0 | 0.027268 | 0.055794 | 0.055331 | 0.019514 | 0.0098657 | 0.020978 | 0.2313 | 0.2859 | 0.5394 | 0.12756 | 0.0099294 | 0.0099294 | 0.0099294 | 0.014894 | 0.01539 | 0.014894 | 0.01539 | 0.014894 | 0.015279 | 0.014789 | 0.32759 | 0.091793 | 0.024821 | 0.024821 | 0.066659 | 0.024963 | 0.14958 | 0.029771 | 0.067841 | 0.013605 | 0.0054262 | 0.017239 | 0.2034 | 0.00098657 | 0.0039825 | 0.00098657 | 0.091393 | 0.00098657 | 0.00099901 | 0.027271 | 0.047526 | 0.032341 | 0.025636 | 0.013385 | 0.013574 | 0.013574 | 0 | 0.02727 | 0.055539 | 0.055079 | 0.019516 | 0.0098657 | 0.020879 | 0.22838 | 0.28227 | 0.53248 | 0.12599 | 0.0098657 | 0.0098657 | 0.0098657 | 0.029186 | 0.029932 | 0.029186 | 0.029932 | 0.029186 | 0.015281 | 0.014791 | 0.32342 | 0.093441 | 0.024587 | 0.024587 | 0.068503 | 0.024963 | 0.15191 | 0.09022 | 0.17631
6: Incorrect turbine operation | 0.039034 | 0.017866 | 0.013605 | 0.0054261 | 0.033257 | 0.25924 | 0.00098654 | 0.00099901 | 0.00098657 | 0.091392 | 0.0020439 | 0.00099848 | 0.027271 | 0.041232 | 0.032905 | 0.013565 | 0.013565 | 0.027221 | 0.013548 | 0 | 0.027268 | 0.031056 | 0.031056 | 0.019516 | 0.0098657 | 0.027584 | 0.22838 | 0.28227 | 0.53247 | 0.12599 | 0.025475 | 0.025475 | 0.0098657 | 0.035779 | 0.043019 | 0.035779 | 0.036522 | 0.035779 | 0.015279 | 0.014789 | 0.32342 | 0.069506 | 0.024587 | 0.024587 | 0.055028 | 0.041365 | 0.13901 | 0.029771 | 0.067841 | 0.013605 | 0.0054261 | 0.017239 | 0.20339 | 0.00098657 | 0.0039804 | 0.00098657 | 0.091392 | 0.00098657 | 0.00099901 | 0.048125 | 0.041698 | 0.032341 | 0.013548 | 0.048071 | 0.013548 | 0.013548 | 0 | 0.02702 | 0.055539 | 0.055079 | 0.019516 | 0.0098657 | 0.020879 | 0.22838 | 0.28227 | 0.53247 | 0.12599 | 0.0098657 | 0.0098657 | 0.0098657 | 0.014789 | 0.015279 | 0.014789 | 0.015279 | 0.014789 | 0.014989 | 0.014516 | 0.32342 | 0.091555 | 0.024587 | 0.024587 | 0.066527 | 0.024963 | 0.14946 | 0.029771 | 0.067841 | 0.013605 | 0.0054262 | 0.017239 | 0.2034 | 0.00098657 | 0.0039825 | 0.00098657 | 0.091393 | 0.00098657 | 0.00099901 | 0.027271 | 0.047526 | 0.032341 | 0.025636 | 0.013385 | 0.013574 | 0.013574 | 0 | 0.02727 | 0.055539 | 0.055079 | 0.019516 | 0.0098657 | 0.020879 | 0.22838 | 0.28227 | 0.53248 | 0.12599 | 0.0098657 | 0.0098657 | 0.0098657 | 0.029186 | 0.029932 | 0.029186 | 0.029932 | 0.029186 | 0.015281 | 0.014791 | 0.32342 | 0.093441 | 0.024587 | 0.024587 | 0.068503 | 0.024963 | 0.15191 | 0.038495 | 0.017862 | 0.013605 | 0.0054261 | 0.026632 | 0.25402 | 0.00098973 | 0.00099901 | 0.00098657 | 0.091951 | 0.000916 | 0.00099904 | 0.026983 | 0.041255 | 0.032904 | 0.013609 | 0.013609 | 0.013564 | 0.013548 | 0 | 0.027268 | 0.031113 | 0.031113 | 0.019516 | 0.0098657 | 0.025167 | 0.22838 | 0.28226 | 0.53247 | 0.12599 | 0.020212 | 0.020212 | 0.0098657 | 0.029116 | 0.036468 | 0.029116 | 0.02986 | 0.029116 | 0.015279 | 0.014789 | 0.32341 | 0.069565 | 0.024587 | 0.024587 | 0.055062 | 0.04086 | 0.13905 | 0.02975 | 0.069491 | 0.013598 | 0.0054612 | 0.017375 | 0.20599 | 0.0015143 | 0.00098973 | 0.00099294 | 0.10045 | 0.00099294 | 0.000999 | 0.51366 | 0.0071085 | 0.032235 | 0.0069781 | 0.50687 | 0.0069781 | 0.0069781 | 0 | 0.023708 | 0.060141 | 0.059681 | 0.019514 | 0.0098657 | 0.020978 | 0.2313 | 0.2859 | 0.5394 | 0.12756 | 0.0099294 | 0.0099294 | 0.0099294 | 0.014894 | 0.0069816 | 0.014894 | 0.01539 | 0.0069781 | 0.01113 | 0.010883 | 0.32759 | 0.024493 | 0.024821 | 0.024821 | 0.024493 | 0.024963 | 0.10262 | 0.03889 | 0.018532 | 0.013612 | 0.0054612 | 0.019602 | 0.22225 | 0.00050688 | 0.00099925 | 0.00099294 | 0.0075156 | 0.0011109 | 0.00099895 | 0.00051366 | 0.037821 | 0.033101 | 0.0069695 | 0.0069695 | 0.013609 |  | 0 | 0.027316 | 0.022548 | 0.022548 | 0.019514 | 0.0098657 | 0.022072 | 0.2313 | 0.2859 | 0.5394 | 0.12756 | 0.013781 | 0.013781 | 0.0099294 | 0.019133 | 0.023104 | 0.019133 | 0.019646 | 0.019133 | 0.015335 | 0.014842 | 0.32759 | 0.060511 | 0.024821 | 0.024821 | 0.049815 | 0.036783 | 0.1339 | 1 | 0.0099401 | 0.00050681 | 0.037463 | 0.0089206 | 0.011773 | 0.00051025 | 0.000505 | 0.000505 | 0.0095654 | 0.00054659 | 0.0005005 | 0.51366 | 0.51698 | 0.010598 | 0.0075156 | 0.0075156 | 0.50688 | 0.50687 | 0 | 0.50687 | 0.011205 | 0.011205 | 0.01025 | 0.0099294 | 0.47823 | 0.012022 | 0.012558 | 0.015048 | 0.011003 | 0.0050975 | 0.505 | 0.0027775 | 0.0027912 | 0.0027926 | 0.0027912 | 0.0027926 | 0.0027912 | 0.0069816 | 0.0069781 | 0.0036575 | 0.5125 | 0.0028187 | 0.0028187 | 0.010506 | 0.5125 | 0.011326 | 0.043638 | 0.018532 | 0.00050681 | 0.0057603 | 0.00050875 | 0.00060375 | 0.00051025 | 0.0005005 | 0.0012976 | 0.0075156 | 0.0011325 | 0.00099893 | 0.51366 | 0.00051698 | 0.033608 | 0.00050688 | 0.00050688 | 0.013652 | 0.25784 | 0 | 0.027362 | 0.00051025 | 0.00051025 | 0.062625 | 0.0099294 | 0.011535 | 0.23581 | 0.29135 | 0.54924 | 0.13027 | 0.011539 | 0.011539 | 0.010473 | 0.15851 | 0.16502 | 0.15851 | 0.16377 | 0.15851 | 0.015389 | 0.014893 | 0.34198 | 0.026393 | 0.027023 | 0.027023 | 0.026007 | 0.024736 | 0.10787 | 0.02975 | 0.069491 | 0.013598 | 0.0054612 | 0.017375 | 0.20599 | 0.0015143 | 0.00098973 | 0.00099294 | 0.10045 | 0.00099294 | 0.000999 | 0.00051366 | 0.0071085 | 0.032235 | 0.0069781 | 0.50688 | 0.0069781 | 0.0069781 | 0 | 0.023708 | 0.060141 | 0.059681 | 0.019514 | 0.0098657 | 0.020978 | 0.2313 | 0.2859 | 0.5394 | 0.12756 | 0.0099294 | 0.0099294 | 0.0099294 | 0.015651 | 0.50775 | 0.015651 | 0.016164 | 0.5075 | 0.01113 | 0.010883 | 0.32759 | 0.024493 | 0.024821 | 0.024821 | 0.024493 | 0.024963 | 0.10262 | 0.02975 | 0.068149 | 0.013605 | 0.0054612 | 0.017375 | 0.20599 | 0.00098973 | 0.0034859 | 0.00099294 | 0.091951 | 0.00099294 | 0.000999 | 0.026983 | 0.041736 | 0.032335 | 0.013609 | 0.013609 | 0.047381 | 0.040884 | 0 | 0.027268 | 0.055794 | 0.055331 | 0.019514 | 0.0098657 | 0.020978 | 0.2313 | 0.2859 | 0.5394 | 0.12756 | 0.0099294 | 0.0099294 | 0.0099294 | 0.014894 | 0.01539 | 0.014894 | 0.01539 | 0.014894 | 0.015279 | 0.014789 | 0.32759 | 0.091793 | 0.024821 | 0.024821 | 0.066659 | 0.024963 | 0.14958 | 0.072569 | 0.068701
6: Increased turbine loads | 0.029771 |  | 0.013605 | 0.0054261 | 0.017239 | 0.20339 | 0.00098654 |  | 0.00098657 | 0.091392 | 0.00098657 | 0.00099901 | 0.027271 | 0.04171 | 0.032341 | 0.013565 | 0.013565 | 0.013548 | 0.013548 | 0 | 0.027268 | 0.055539 | 0.055079 | 0.019516 | 0.0098657 | 0.020879 | 0.22838 | 0.28227 | 0.53247 | 0.12599 | 0.0098657 | 0.0098657 | 0.0098657 | 0.014789 | 0.015279 | 0.014789 | 0.015279 | 0.014789 | 0.015279 | 0.014789 | 0.32342 |  | 0.024587 | 0.024587 |  | 0.024963 |  | 0.029771 | 0.068142 | 0.013605 | 0.0054261 | 0.017239 | 0.20339 | 0.00098657 | 0.0038487 | 0.00098657 | 0.091392 | 0.00098657 | 0.00099901 | 0.027271 | 0.041698 | 0.032341 | 0.013548 |  | 0.013548 | 0.013548 | 0 | 0.020137 | 0.055539 | 0.055079 | 0.019516 | 0.0098657 | 0.020879 | 0.22838 | 0.28227 | 0.53247 | 0.12599 | 0.0098657 | 0.0098657 | 0.0098657 | 0.014789 | 0.015279 | 0.014789 | 0.015279 | 0.014789 | 0.0069816 | 0.0069781 | 0.32342 |  | 0.024587 | 0.024587 |  | 0.024963 |  |  | 0.017866 | 0.013605 | 0.0054262 | 0.033253 | 0.25923 | 0.00098654 | 0.00099901 | 0.00098657 | 0.091392 | 0.0020436 | 0.00099848 | 0.027271 | 0.041232 | 0.032905 | 0.013565 | 0.013565 | 0.027194 | 0.013549 | 0 | 0.027268 | 0.031056 | 0.031056 | 0.019516 | 0.0098657 |  | 0.22838 | 0.28227 | 0.53248 | 0.12599 | 0.025472 | 0.025472 | 0.0098657 | 0.035776 | 0.043015 | 0.035776 | 0.036519 | 0.035776 | 0.015279 | 0.014789 | 0.32342 |  | 0.024587 | 0.024587 | 0.055028 | 0.041364 | 0.13901 | 0.02975 |  | 0.013605 | 0.0054612 | 0.017375 | 0.20599 | 0.00098973 |  | 0.00099294 | 0.091951 | 0.00099294 | 0.000999 | 0.026983 | 0.041736 | 0.032335 | 0.013609 | 0.013609 | 0.013548 | 0.013548 | 0 | 0.027268 | 0.055794 | 0.055331 | 0.019514 | 0.0098657 | 0.020978 | 0.2313 | 0.2859 | 0.5394 | 0.12756 | 0.0099294 | 0.0099294 | 0.0099294 | 0.014894 | 0.01539 | 0.014894 | 0.01539 | 0.014894 | 0.015279 | 0.014789 | 0.32759 |  | 0.024821 | 0.024821 |  | 0.024963 |  |  |  | 0.013598 | 0.0054612 | 0.017375 | 0.20599 | 0.0015143 | 0.00098973 | 0.00099294 | 0.10045 | 0.00099294 | 0.000999 | 0.00051366 | 0.033549 | 0.010598 | 0.0069781 | 0.020996 | 0.0069781 | 0.0069781 | 0 |  |  |  | 0.019514 | 0.0098657 |  | 0.2313 | 0.2859 | 0.5394 | 0.12756 | 0.0099294 | 0.0099294 | 0.0099294 | 0.015651 | 0.019347 | 0.015651 | 0.016164 | 0.018836 | 0.015217 | 0.014731 | 0.32759 | 0.024185 | 0.024821 | 0.024821 | 0.024185 | 0.024963 | 0.10038 | 0.025187 | 0.010659 | 0.00050681 |  | 0.50875 | 0.60375 | 0.00050688 | 0.0005005 |  | 0.0075156 | 0.00054659 | 0.00099923 | 0.0070628 | 0.51698 | 0.021873 | 0.0069695 | 0.0069695 | 0.013609 |  | 0 | 0.027316 | 0.51025 | 0.51025 | 0.50161 | 0.0099294 | 0.22307 |  |  |  |  | 0.062136 | 0.062136 | 0.010746 | 0.02058 | 0.024609 | 0.02058 | 0.021149 | 0.02058 | 0.015335 | 0.014842 |  |  |  |  | 0.36486 | 0.27401 | 0.44721 | 0.0099401 | 1 | 0.00050681 | 0.50275 | 0.50875 | 0.011773 | 0.1411 | 0.000505 | 0.000505 | 0.54659 | 0.0005005 | 0.0005005 | 0.00051366 | 0.00051698 | 0.010598 | 0.50687 | 0.50688 | 0.50687 | 0.50687 | 0 | 0.50687 | 0.51025 | 0.51025 | 0.01025 | 0.0099294 | 0.0060375 | 0.012022 | 0.012558 | 0.015048 | 0.011003 | 0.0050975 | 0.505 | 0.0027775 | 0.0027912 | 0.0027926 | 0.0027912 | 0.0027926 | 0.0027912 | 0.0069816 | 0.0069781 | 0.0036575 | 0.5125 | 0.0028188 | 0.0028188 | 0.5125 | 0.0005125 | 0.5525 | 0.025187 | 0.010659 | 0.00050681 |  | 0.50875 | 0.60375 | 0.00051025 | 0.0005005 |  | 0.0075156 | 0.00054659 | 0.00099923 | 0.0070628 | 0.51698 | 0.021873 | 0.0069695 | 0.0069695 | 0.013609 |  | 0 | 0.027316 | 0.51025 | 0.51025 | 0.50161 | 0.0099294 | 0.22307 |  |  |  |  | 0.062136 | 0.062136 | 0.010746 | 0.02058 | 0.024609 | 0.02058 | 0.021149 | 0.02058 | 0.015335 | 0.014842 |  |  |  |  | 0.36486 | 0.27401 | 0.44721 |  |  | 0.013598 | 0.0054612 | 0.017375 | 0.20599 | 0.0015143 | 0.00098973 | 0.00099294 | 0.10045 | 0.00099294 | 0.000999 | 0.00051366 | 0.033549 | 0.010598 | 0.0069781 | 0.020996 | 0.0069781 | 0.0069781 | 0 |  |  |  | 0.019514 | 0.0098657 |  | 0.2313 | 0.2859 | 0.5394 | 0.12756 | 0.0099294 | 0.0099294 | 0.0099294 | 0.015651 | 0.019347 | 0.015651 | 0.016164 | 0.018836 | 0.015217 | 0.014731 | 0.32759 | 0.024185 | 0.024821 | 0.024821 | 0.024185 | 0.024963 | 0.10038 | 0.02975 |  | 0.013605 | 0.0054612 | 0.017375 | 0.20599 | 0.00098973 |  | 0.00099294 | 0.091951 | 0.00099294 | 0.000999 | 0.026983 | 0.041736 | 0.032335 | 0.013609 | 0.013609 | 0.013548 | 0.013548 | 0 | 0.027268 | 0.055794 | 0.055331 | 0.019514 | 0.0098657 | 0.020978 | 0.2313 | 0.2859 | 0.5394 | 0.12756 | 0.0099294 | 0.0099294 | 0.0099294 | 0.014894 | 0.01539 | 0.014894 | 0.01539 | 0.014894 | 0.015279 | 0.014789 | 0.32759 |  | 0.024821 | 0.024821 |  | 0.024963 |  | 0.085565 | 0.078045
6: Vessel or Aircraft Collision | 0.029771 | 0.067841 | 0.013605 | 0.0054261 | 0.017239 | 0.20339 | 0.00098657 | 0.0034716 | 0.00098657 | 0.091392 | 0.00098657 | 0.00099901 | 0.028291 | 0.034946 | 0.032341 | 0.056333 | 0.028504 | 0.040697 | 0.040697 | 0 | 0.027161 | 0.055539 | 0.055079 | 0.019516 | 0.0098657 | 0.020879 | 0.22838 | 0.28227 | 0.53247 | 0.12599 | 0.0098657 | 0.0098657 | 0.0098657 | 0.014789 | 0.015279 | 0.014789 | 0.015279 | 0.014789 | 0.015154 | 0.014671 | 0.32342 | 0.089371 | 0.024587 | 0.024587 | 0.064239 | 0.024963 | 0.14662 | 0.029771 | 0.067841 | 0.013605 | 0.0054261 | 0.017239 | 0.20339 | 0.00098657 | 0.0039804 | 0.00098657 | 0.091392 | 0.00098657 | 0.00099901 | 0.027271 | 0.041619 | 0.032341 | 0.013385 | 0.013385 | 0.013548 | 0.013548 | 0 | 0.02727 | 0.055539 | 0.055079 | 0.019516 | 0.0098657 | 0.020879 | 0.22838 | 0.28227 | 0.53247 | 0.12599 | 0.0098657 | 0.0098657 | 0.0098657 | 0.029189 | 0.029936 | 0.029189 | 0.029936 | 0.029189 | 0.015281 | 0.014791 | 0.32342 | 0.09153 | 0.024587 | 0.024587 | 0.066501 | 0.024963 | 0.14943 | 0.02975 | 0.068236 | 0.013605 | 0.0054612 | 0.017375 | 0.20599 | 0.00099294 | 0.0034875 | 0.00099294 | 0.092507 | 0.00099294 | 0.000999 | 0.028297 | 0.034952 | 0.032334 | 0.056649 | 0.028632 | 0.040884 | 0.040884 | 0 | 0.02716 | 0.055862 | 0.055399 | 0.019514 | 0.0098657 | 0.020978 | 0.2313 | 0.2859 | 0.5394 | 0.12756 | 0.0099294 | 0.0099294 | 0.0099294 | 0.014894 | 0.01539 | 0.014894 | 0.01539 | 0.014894 | 0.015153 | 0.01467 | 0.32759 | 0.089661 | 0.024821 | 0.024821 | 0.064393 | 0.024963 | 0.14676 | 0.02975 | 0.068236 | 0.013605 | 0.0054612 | 0.017375 | 0.20599 | 0.00099294 | 0.0034875 | 0.00099294 | 0.092507 | 0.00099294 | 0.000999 | 0.00051366 | 0.041709 | 0.032334 | 0.013559 | 0.013559 | 0.048749 | 0.042213 | 0 | 0.027268 | 0.055862 | 0.055399 | 0.019514 | 0.0098657 | 0.020978 | 0.2313 | 0.2859 | 0.5394 | 0.12756 | 0.0099294 | 0.0099294 | 0.0099294 | 0.015651 | 0.016164 | 0.015651 | 0.016164 | 0.015651 | 0.015279 | 0.01479 | 0.32759 | 0.091845 | 0.024821 | 0.024821 | 0.066682 | 0.024963 | 0.1496 | 0.50975 | 0.50975 | 0.00050681 | 0.0027875 | 0.0069317 | 0.0082261 | 0.00050681 | 0.5005 | 0.00050681 | 0.0074473 | 0.00050681 | 0.0005005 | 0.51366 | 0.51698 | 0.021873 | 0.50687 | 0.50688 | 0.026433 | 0.026433 | 0 | 0.023708 | 0.51025 | 0.51025 | 0.019684 | 0.0099294 | 0.47823 | 0.0083998 | 0.0087745 | 0.010514 | 0.0076879 | 0.0050681 | 0.0050681 | 0.0050681 | 0.0069147 | 0.0069181 | 0.0069147 | 0.0069181 | 0.0069147 | 0.01113 | 0.010883 | 0.0090606 | 0.44068 | 0.0069828 | 0.0069828 | 0.36486 | 0.0005125 | 0.44721 | 0.50975 | 0.50975 | 0.00050681 | 0.0027875 | 0.0069317 | 0.0082261 | 0.00050681 | 0.5005 | 0.00050681 | 0.0074473 | 0.00050681 | 0.0005005 | 0.51366 | 0.51698 | 0.021873 | 0.50687 | 0.50688 | 0.026433 | 0.026433 | 0 | 0.023708 | 0.51025 | 0.51025 | 0.019684 | 0.0099294 | 0.47823 | 0.0083998 | 0.0087745 | 0.010514 | 0.0076879 | 0.0050681 | 0.0050681 | 0.0050681 | 0.0069147 | 0.0069181 | 0.0069147 | 0.0069181 | 0.0069147 | 0.01113 | 0.010883 | 0.0090606 | 0.44068 | 0.0069828 | 0.0069828 | 0.36486 | 0.0005125 | 0.44721 | 0.50975 | 0.50975 | 1 | 0.0027875 | 0.0069317 | 0.0082261 | 0.00050681 | 0.5005 | 0.00050681 | 0.0074473 | 0.00050681 | 0.0005005 | 0.51366 | 0.51698 | 0.021873 | 0.50687 | 0.50688 | 0.026433 | 0.026433 | 0 | 0.023708 | 0.51025 | 0.51025 | 0.019684 | 0.0050681 | 0.505 | 0.0083998 | 0.0087745 | 0.010514 | 0.0076879 | 0.0050681 | 0.0050681 | 0.0050681 | 0.0069147 | 0.0069181 | 0.0069147 | 0.0069181 | 0.0069147 | 0.01113 | 0.010883 | 0.0090606 | 0.44068 | 0.0069828 | 0.0069828 | 0.36486 | 0.0005125 | 0.44721 | 0.50975 | 0.50975 | 0.00050681 | 0.0027875 | 0.0069317 | 0.0082261 | 0.00050681 | 0.5005 | 0.00050681 | 0.0074473 | 0.00050681 | 0.0005005 | 0.51366 | 0.51698 | 0.021873 | 0.50687 | 0.50688 | 0.026433 | 0.026433 | 0 | 0.023708 | 0.51025 | 0.51025 | 0.019684 | 0.0099294 | 0.47823 | 0.0083998 | 0.0087745 | 0.010514 | 0.0076879 | 0.0050681 | 0.0050681 | 0.0050681 | 0.0069147 | 0.0069181 | 0.0069147 | 0.0069181 | 0.0069147 | 0.01113 | 0.010883 | 0.0090606 | 0.44068 | 0.0069828 | 0.0069828 | 0.36486 | 0.0005125 | 0.44721 | 0.50975 | 0.50975 | 0.00050681 | 0.0027875 | 0.0069317 | 0.0082261 | 0.00050681 | 0.5005 | 0.00050681 | 0.0074473 | 0.00050681 | 0.0005005 | 0.51366 | 0.51698 | 0.021873 | 0.50687 | 0.50688 | 0.026433 | 0.026433 | 0 | 0.023708 | 0.51025 | 0.51025 | 0.019684 | 0.0099294 | 0.47823 | 0.0083998 | 0.0087745 | 0.010514 | 0.0076879 | 0.0050681 | 0.0050681 | 0.0050681 | 0.0069147 | 0.0069181 | 0.0069147 | 0.0069181 | 0.0069147 | 0.01113 | 0.010883 | 0.0090606 | 0.44068 | 0.0069828 | 0.0069828 | 0.36486 | 0.0005125 | 0.44721 | 0.02975 | 0.068236 | 0.013605 | 0.0054612 | 0.017375 | 0.20599 | 0.00099294 | 0.0034875 | 0.00099294 | 0.092507 | 0.00099294 | 0.000999 | 0.00051366 | 0.041709 | 0.032334 | 0.013559 | 0.013559 | 0.048749 | 0.042213 | 0 | 0.027268 | 0.055862 | 0.055399 | 0.019514 | 0.0098657 | 0.020978 | 0.2313 | 0.2859 | 0.5394 | 0.12756 | 0.0099294 | 0.0099294 | 0.0099294 | 0.015651 | 0.016164 | 0.015651 | 0.016164 | 0.015651 | 0.015279 | 0.01479 | 0.32759 | 0.091845 | 0.024821 | 0.024821 | 0.066682 | 0.024963 | 0.1496 | 0.10299 | 0.011514
6: Falling topside components | 0.029771 | 0.067841 | 0.013605 | 0.0054261 | 0.017239 | 0.20339 | 0.00098657 | 0.0039804 | 0.00098657 | 0.091392 | 0.00098657 | 0.00099901 | 0.027271 | 0.041698 | 0.032341 | 0.013548 | 0.013565 | 0.013548 | 0.013548 | 0 | 0.027268 | 0.055539 | 0.055079 | 0.019516 | 0.0098657 | 0.020879 | 0.22838 | 0.28227 | 0.53247 | 0.12599 | 0.0098657 | 0.0098657 | 0.0098657 | 0.014789 | 0.015279 | 0.014789 | 0.015279 | 0.014789 | 0.015279 | 0.014789 | 0.32342 | 0.091555 | 0.024587 | 0.024587 | 0.066527 | 0.024963 | 0.14946 | 0.029771 | 0.067841 | 0.013605 | 0.0054261 | 0.017239 | 0.20339 | 0.00098657 | 0.0039804 | 0.00098657 | 0.091392 | 0.00098657 | 0.00099901 | 0.027271 | 0.041698 | 0.032341 | 0.013548 | 0.049041 | 0.013548 | 0.013548 | 0 | 0.027013 | 0.055539 | 0.055079 | 0.019516 | 0.0098657 | 0.020879 | 0.22838 | 0.28227 | 0.53247 | 0.12599 | 0.0098657 | 0.0098657 | 0.0098657 | 0.014789 | 0.015279 | 0.014789 | 0.015279 | 0.014789 | 0.014981 | 0.014509 | 0.32342 | 0.091555 | 0.024587 | 0.024587 | 0.066527 | 0.024963 | 0.14946 | 0.039034 | 0.017866 | 0.013605 | 0.0054262 | 0.033253 | 0.25923 | 0.00098651 | 0.00099901 | 0.00098657 | 0.091388 | 0.0020436 | 0.00099848 | 0.027271 | 0.041232 | 0.032905 | 0.013565 | 0.013565 | 0.027194 | 0.013549 | 0 | 0.027268 | 0.031056 | 0.031056 | 0.019516 | 0.0098657 | 0.027582 | 0.22838 | 0.28227 | 0.53248 | 0.12599 | 0.025472 | 0.025472 | 0.0098657 | 0.035776 | 0.043015 | 0.035776 | 0.036519 | 0.035776 | 0.015279 | 0.014789 | 0.32342 | 0.069505 | 0.024587 | 0.024587 | 0.055027 | 0.041364 | 0.13901 | 0.02975 | 0.068236 | 0.013605 | 0.0054612 | 0.017375 | 0.20599 | 0.00099294 | 0.0039982 | 0.00099294 | 0.092507 | 0.00099294 | 0.000999 | 0.026983 | 0.041729 | 0.032334 | 0.0136 | 0.013609 | 0.0136 | 0.0136 | 0 | 0.027268 | 0.055862 | 0.055399 | 0.019514 | 0.0098657 | 0.020978 | 0.2313 | 0.2859 | 0.5394 | 0.12756 | 0.0099294 | 0.0099294 | 0.0099294 | 0.014894 | 0.01539 | 0.014894 | 0.01539 | 0.014894 | 0.015279 | 0.014789 | 0.32759 | 0.091852 | 0.024821 | 0.024821 | 0.066689 | 0.024963 | 0.14961 | 0.02975 | 0.069578 | 0.013598 | 0.0054612 | 0.017375 | 0.20599 | 0.001539 | 0.00098973 | 0.00099294 | 0.101 | 0.00099294 | 0.000999 | 0.00051366 | 0.033549 | 0.03201 | 0.0069781 | 0.021021 | 0.0069781 | 0.0069781 | 0 | 0.027215 | 0.069941 | 0.069491 | 0.019514 | 0.0098657 | 0.020978 | 0.2313 | 0.2859 | 0.5394 | 0.12756 | 0.0099294 | 0.0099294 | 0.0099294 | 0.015651 | 0.019651 | 0.015651 | 0.016164 | 0.019137 | 0.015217 | 0.01473 | 0.32759 | 0.024185 | 0.024821 | 0.024821 | 0.024185 | 0.024963 | 0.10038 | 0.025187 | 0.010659 | 0.00050681 | 0.14466 | 0.50875 | 0.60375 | 0.00050688 | 0.0005005 | 0.02655 | 0.0075156 | 0.00054659 | 0.00099923 | 0.0070628 | 0.51698 | 0.021873 | 0.0069695 | 0.0069695 | 0.0069695 | 0.47045 | 0 | 0.020137 | 0.51025 | 0.51025 |  | 0.0099294 | 0.22307 | 0.24129 | 0.2968 | 0.55457 | 0.13581 | 0.505 | 0.505 | 0.010746 | 0.5075 | 0.50775 | 0.5075 | 0.50775 | 0.5075 | 0.0069816 | 0.0069781 | 0.62755 | 0.44068 | 0.44131 | 0.44131 | 0.36486 | 0.27401 | 0.44721 | 0.015048 | 0.13837 | 0.00050681 | 1 | 0.14267 | 0.60375 | 0.1411 | 0.19656 | 0.09951 | 0.54659 | 0.0005005 | 0.0005005 | 0.51366 | 0.51698 | 0.010598 | 0.50688 | 0.0069781 | 0.50687 | 0.50687 | 0 | 0.50687 | 0.51025 | 0.51025 | 0.01025 | 0.0099294 | 0.47823 | 0.0033907 | 0.003542 | 0.0042443 | 0.0031034 | 0.0027775 | 0.0027775 | 0.0027775 | 0.0027912 | 0.0027926 | 0.0027912 | 0.0027926 | 0.0027912 | 0.0069816 | 0.0069781 | 0.0036575 | 0.5125 | 0.0028187 | 0.0028187 | 0.010506 | 0.010506 | 0.011326 | 0.025187 | 0.010659 | 0.00050681 | 0.14466 | 0.50875 | 0.60375 | 0.00050688 | 0.0005005 | 0.02655 | 0.0075156 | 0.00054659 | 0.00099923 | 0.0070628 | 0.51698 | 0.021873 | 0.0069695 | 0.0069695 | 0.0069695 | 0.47045 | 0 | 0.020137 | 0.51025 | 0.51025 |  | 0.0099294 | 0.22307 | 0.24129 | 0.2968 | 0.55457 | 0.13581 | 0.505 | 0.505 | 0.010746 | 0.5075 | 0.50775 | 0.5075 | 0.50775 | 0.5075 | 0.0069816 | 0.0069781 | 0.62755 | 0.44068 | 0.44131 | 0.44131 | 0.36486 | 0.27401 | 0.44721 | 0.02975 | 0.069578 | 0.013598 | 0.0054612 | 0.017375 | 0.20599 | 0.001539 | 0.00098973 | 0.00099294 | 0.101 | 0.00099294 | 0.000999 | 0.00051366 | 0.033549 | 0.03201 | 0.0069781 | 0.021021 | 0.0069781 | 0.0069781 | 0 | 0.027215 | 0.069941 | 0.069491 | 0.019514 | 0.0098657 | 0.020978 | 0.2313 | 0.2859 | 0.5394 | 0.12756 | 0.0099294 | 0.0099294 | 0.0099294 | 0.015651 | 0.019651 | 0.015651 | 0.016164 | 0.019137 | 0.015217 | 0.01473 | 0.32759 | 0.024185 | 0.024821 | 0.024821 | 0.024185 | 0.024963 | 0.10038 | 0.02975 | 0.068236 | 0.013605 | 0.0054612 | 0.017375 | 0.20599 | 0.00099294 | 0.0039982 | 0.00099294 | 0.092507 | 0.00099294 | 0.000999 | 0.026983 | 0.041729 | 0.032334 | 0.0136 | 0.013609 | 0.0136 | 0.0136 | 0 | 0.027268 | 0.055862 | 0.055399 | 0.019514 | 0.0098657 | 0.020978 | 0.2313 | 0.2859 | 0.5394 | 0.12756 | 0.0099294 | 0.0099294 | 0.0099294 | 0.014894 | 0.01539 | 0.014894 | 0.01539 | 0.014894 | 0.015279 | 0.014789 | 0.32759 | 0.091852 | 0.024821 | 0.024821 | 0.066689 | 0.024963 | 0.14961 | 0.10791 | 0.042188
6: Turbine parked | 0.039034 | 0.017866 | 0.013605 | 0.0054261 | 0.033257 | 0.25924 | 0.00098654 | 0.00099901 | 0.00098657 | 0.091392 | 0.0020439 | 0.00099848 | 0.027271 | 0.041232 | 0.032905 | 0.013565 | 0.013565 | 0.027221 | 0.013548 | 0 | 0.027268 | 0.031056 | 0.031056 | 0.019516 | 0.0098657 | 0.027584 | 0.22838 | 0.28227 | 0.53247 | 0.12599 | 0.025475 | 0.025475 | 0.0098657 | 0.035779 | 0.043019 | 0.035779 | 0.036522 | 0.035779 | 0.015279 | 0.014789 | 0.32342 | 0.069506 | 0.024587 | 0.024587 | 0.055028 | 0.041365 | 0.13901 | 0.029771 | 0.067841 | 0.013605 | 0.0054261 | 0.017239 | 0.20339 | 0.00098657 | 0.0039804 | 0.00098657 | 0.091392 | 0.00098657 | 0.00099901 | 0.048125 | 0.041698 | 0.032341 | 0.013548 | 0.048071 | 0.013548 | 0.013548 | 0 | 0.02702 | 0.055539 | 0.055079 | 0.019516 | 0.0098657 | 0.020879 | 0.22838 | 0.28227 | 0.53247 | 0.12599 | 0.0098657 | 0.0098657 | 0.0098657 | 0.014789 | 0.015279 | 0.014789 | 0.015279 | 0.014789 | 0.014989 | 0.014516 | 0.32342 | 0.091555 | 0.024587 | 0.024587 | 0.066527 | 0.024963 | 0.14946 | 0.029771 | 0.067841 | 0.013605 | 0.0054262 | 0.017239 | 0.2034 | 0.00098657 | 0.0039825 | 0.00098657 | 0.091393 | 0.00098657 | 0.00099901 | 0.027271 | 0.047526 | 0.032341 | 0.025636 | 0.013385 | 0.013574 | 0.013574 | 0 | 0.02727 | 0.055539 | 0.055079 | 0.019516 | 0.0098657 | 0.020879 | 0.22838 | 0.28227 | 0.53248 | 0.12599 | 0.0098657 | 0.0098657 | 0.0098657 | 0.029186 | 0.029932 | 0.029186 | 0.029932 | 0.029186 | 0.015281 | 0.014791 | 0.32342 | 0.093441 | 0.024587 | 0.024587 | 0.068503 | 0.024963 | 0.15191 | 0.028893 | 0.017862 | 0.013605 | 0.016621 | 0.026632 | 0.25402 | 0.00098973 | 0.00099901 | 0.0035244 | 0.091951 | 0.000916 | 0.00099904 | 0.026983 | 0.041255 | 0.032904 | 0.013609 | 0.013609 | 0.013564 | 0.085786 | 0 | 0.027268 | 0.031113 | 0.031113 | 0.10435 | 0.0098657 | 0.025167 | 0.25385 | 0.30843 | 0.56184 | 0.15016 | 0.020212 | 0.020212 | 0.02043 | 0.029116 | 0.036468 | 0.029116 | 0.02986 | 0.029116 | 0.015279 | 0.014789 | 0.38175 | 0.069565 | 0.082211 | 0.082211 | 0.055062 | 0.04086 | 0.13905 | 0.02975 | 0.069491 | 0.013598 | 0.0054612 | 0.017375 | 0.20599 | 0.0015143 | 0.00098973 | 0.00099294 | 0.10045 | 0.00099294 | 0.000999 | 0.51366 | 0.0071085 | 0.032235 | 0.0069781 | 0.50687 | 0.0069781 | 0.0069781 | 0 | 0.023708 | 0.060141 | 0.059681 | 0.019514 | 0.0098657 | 0.020978 | 0.2313 | 0.2859 | 0.5394 | 0.12756 | 0.0099294 | 0.0099294 | 0.0099294 | 0.014894 | 0.0069816 | 0.014894 | 0.01539 | 0.0069781 | 0.01113 | 0.010883 | 0.32759 | 0.024493 | 0.024821 | 0.024821 | 0.024493 | 0.024963 | 0.10262 | 0.02975 | 0.054819 | 0.013612 | 0.0054612 | 0.017375 | 0.20599 | 0.00050688 | 0.0032457 | 0.00099294 | 0.0075156 | 0.00099294 | 0.000999 | 0.00051366 | 0.27928 | 0.032573 | 0.50688 | 0.50688 | 0.27782 | 0.042213 | 0 | 0.023708 | 0.045464 | 0.044996 | 0.019514 | 0.0098657 | 0.020978 | 0.2313 | 0.2859 | 0.5394 | 0.12756 | 0.0099294 | 0.0099294 | 0.0099294 | 0.015651 | 0.016164 | 0.015651 | 0.016164 | 0.015651 | 0.01113 | 0.010883 | 0.32759 |  | 0.024821 | 0.024821 |  | 0.024963 |  | 0.50975 | 0.010659 | 0.00050681 | 0.0027775 | 1 | 0.010566 | 0.00051025 | 0.09951 | 0.000505 | 0.0095654 | 0.00054659 | 0.0005005 | 0.51366 | 0.51698 | 0.010598 | 0.0075156 | 0.0075156 | 0.0069695 | 0.50687 | 0 | 0.50687 | 0.011205 | 0.011205 | 0.51 | 0.0099294 | 0.0050875 | 0.6165 | 0.644 | 0.77169 | 0.56425 | 0.0054659 | 0.0054659 | 0.000505 | 0.5075 | 0.50775 | 0.5075 | 0.50775 | 0.5075 | 0.0069816 | 0.0069781 | 0.665 | 0.5125 | 0.5125 | 0.5125 | 0.010506 | 0.5125 | 0.011326 | 0.034606 | 0.14052 | 0.00050681 | 0.0057603 | 0.00050875 | 0.00060375 | 0.00051025 | 0.0005005 | 0.0012976 | 0.54659 | 0.0010473 | 0.00099898 | 0.51366 | 0.00051698 | 0.033608 | 0.00050688 | 0.00050688 | 0.013652 | 0.25784 | 0 | 0.027362 | 0.00051025 | 0.00051025 | 0.062625 | 0.0099294 | 0.011535 | 0.23581 | 0.29135 | 0.54924 | 0.13027 | 0.010695 | 0.010695 | 0.010473 | 0.15851 | 0.16502 | 0.15851 | 0.16377 | 0.15851 | 0.015389 | 0.014893 | 0.34198 | 0.026393 | 0.027023 | 0.027023 | 0.026007 | 0.024736 | 0.10787 | 0.02975 | 0.069491 | 0.013598 | 0.0054612 | 0.017375 | 0.20599 | 0.0015143 | 0.00098973 | 0.00099294 | 0.10045 | 0.00099294 | 0.000999 | 0.00051366 | 0.0071085 | 0.032235 | 0.0069781 | 0.50687 | 0.0069781 | 0.0069781 | 0 | 0.023708 | 0.060141 | 0.059681 | 0.019514 | 0.0098657 | 0.020978 | 0.2313 | 0.2859 | 0.5394 | 0.12756 | 0.0099294 | 0.0099294 | 0.0099294 | 0.015651 | 0.50775 | 0.015651 | 0.016164 | 0.5075 | 0.01113 | 0.010883 | 0.32759 | 0.024493 | 0.024821 | 0.024821 | 0.024493 | 0.024963 | 0.10262 | 0.02975 | 0.068149 | 0.013605 | 0.0054612 | 0.017375 | 0.20599 | 0.00098973 | 0.0034859 | 0.00099294 | 0.091951 | 0.00099294 | 0.000999 | 0.026983 | 0.041736 | 0.032335 | 0.013609 | 0.013609 | 0.047381 | 0.040884 | 0 | 0.027268 | 0.055794 | 0.055331 | 0.019514 | 0.0098657 | 0.020978 | 0.2313 | 0.2859 | 0.5394 | 0.12756 | 0.0099294 | 0.0099294 | 0.0099294 | 0.014894 | 0.01539 | 0.014894 | 0.01539 | 0.014894 | 0.015279 | 0.014789 | 0.32759 | 0.091793 | 0.024821 | 0.024821 | 0.066659 | 0.024963 | 0.14958 | 0.091611 | 0.08562
6: Reduced power output | 0 | 0 | 0 | 0 | 0 | 0 | 0 | 0 | 0 | 0 | 0 | 0 | 0 | 0 | 0 | 0 | 0 | 0 | 0 | 0 | 0 | 0 | 0 | 0 | 0 | 0 | 0 | 0 | 0 | 0 | 0 | 0 | 0 | 0 | 0 | 0 | 0 | 0 | 0 | 0 | 0 | 0 | 0 | 0 | 0 | 0 | 0 | 0 | 0 | 0 | 0 | 0 | 0 | 0 | 0 | 0 | 0 | 0 | 0 | 0 | 0 | 0 | 0 | 0 | 0 | 0 | 0 | 0 | 0 | 0 | 0 | 0 | 0 | 0 | 0 | 0 | 0 | 0 | 0 | 0 | 0 | 0 | 0 | 0 | 0 | 0 | 0 | 0 | 0 | 0 | 0 | 0 | 0 | 0 | 0 | 0 | 0 | 0 | 0 | 0 | 0 | 0 | 0 | 0 | 0 | 0 | 0 | 0 | 0 | 0 | 0 | 0 | 0 | 0 | 0 | 0 | 0 | 0 | 0 | 0 | 0 | 0 | 0 | 0 | 0 | 0 | 0 | 0 | 0 | 0 | 0 | 0 | 0 | 0 | 0 | 0 | 0 | 0 | 0 | 0 | 0 | 0 | 0 | 0 | 0 | 0 | 0 | 0 | 0 | 0 | 0 | 0 | 0 | 0 | 0 | 0 | 0 | 0 | 0 | 0 | 0 | 0 | 0 | 0 | 0 | 0 | 0 | 0 | 0 | 0 | 0 | 0 | 0 | 0 | 0 | 0 | 0 | 0 | 0 | 0 | 0 | 0 | 0 | 0 | 0 | 0 | 0 | 0 | 0 | 0 | 0 | 0 | 0 | 0 | 0 | 0 | 0 | 0 | 0 | 0 | 0 | 0 | 0 | 0 | 0 | 0 | 0 | 0 | 0 | 0 | 0 | 0 | 0 | 0 | 0 | 0 | 0 | 0 | 0 | 0 | 0 | 0 | 0 | 0 | 0 | 0 | 0 | 0 | 0 | 0 | 0 | 0 | 0 | 0 | 0 | 0 | 0 | 0 | 0 | 0 | 0 | 0 | 0 | 0 | 0 | 0 | 0 | 0 | 0 | 0 | 0 | 0 | 0 | 0 | 0 | 0 | 0 | 0 | 0 | 0 | 0 | 0 | 0 | 0 | 0 | 0 | 0 | 0 | 0 | 0 | 0 | 0 | 0 | 0 | 0 | 0 | 0 | 0 | 0 | 0 | 0 | 0 | 0 | 0 | 0 | 0 | 0 | 1 | 0 | 0 | 0 | 0 | 0 | 0 | 0 | 0 | 0 | 0 | 0 | 0 | 0 | 0 | 0 | 0 | 0 | 0 | 0 | 0.0060375 | 0 | 0 | 0 | 0 | 0 | 0 | 0 | 0 | 0 | 0 | 0 | 0 | 0 | 0 | 0 | 0 | 0 | 0 | 0 | 0 | 0 | 0 | 0 | 0 | 0 | 0 | 0 | 0 | 0 | 0 | 0 | 0 | 0 | 0 | 0 | 0 | 0 | 0 | 0 | 0 | 0 | 0 | 0 | 0 | 0 | 0 | 0 | 0 | 0 | 0 | 0 | 0 | 0 | 0 | 0 | 0 | 0 | 0 | 0 | 0 | 0 | 0 | 0 | 0 | 0 | 0 | 0 | 0 | 0 | 0 | 0 | 0 | 0 | 0 | 0 | 0 | 0 | 0 | 0 | 0 | 0 | 0 | 0 | 0 | 0 | 0 | 0 | 0 | 0 | 0 | 0 | 0 | 0 | 0 | 0 | 0 | 0 | 0 | 0 | 0 | 0 | 0 | 0 | 0 | 0 | 0 | 0 | 0 | 0 | 0 | 0 | 0 | 0 | 0 | 0 | 0 | 0 | 0 | 0 | 0 | 0 | 0 | 0 | 0 | 0 | 0 | 0 | 0 | 0 | 0 | 0 | 0 | 0 | 0 | 0 | 0 | 0 | 0 | 0 | 0 | 0 | 0 | 0 | 0 | 0 | 0 | 0 | 0 | 0 | 0 | 0 | 0 | 0 | 0 | 0 | 0 | 0 | 0 | 0 | 0 | 0 | 0 | 0.0021405 | 0.21454
6: Drift off station | 0.029771 | 0.067841 | 0.013605 | 0.0054261 | 0.017239 | 0.20339 | 0.00098657 | 0.0034716 | 0.00098657 | 0.091392 | 0.00098657 | 0.00099901 | 0.028291 | 0.034946 | 0.032341 | 0.056333 | 0.028504 | 0.040697 | 0.040697 | 0 | 0.027161 | 0.055539 | 0.055079 | 0.019516 | 0.0098657 | 0.020879 | 0.22838 | 0.28227 | 0.53247 | 0.12599 | 0.0098657 | 0.0098657 | 0.0098657 | 0.014789 | 0.015279 | 0.014789 | 0.015279 | 0.014789 | 0.015154 | 0.014671 | 0.32342 | 0.089371 | 0.024587 | 0.024587 | 0.064239 | 0.024963 | 0.14662 | 0.029771 | 0.067841 | 0.013605 | 0.0054261 | 0.017239 | 0.20339 | 0.00098657 | 0.0039804 | 0.00098657 | 0.091392 | 0.00098657 | 0.00099901 | 0.027271 | 0.041619 | 0.032341 | 0.013385 | 0.013385 | 0.013548 | 0.013548 | 0 | 0.02727 | 0.055539 | 0.055079 | 0.019516 | 0.0098657 | 0.020879 | 0.22838 | 0.28227 | 0.53247 | 0.12599 | 0.0098657 | 0.0098657 | 0.0098657 | 0.029189 | 0.029936 | 0.029189 | 0.029936 | 0.029189 | 0.015281 | 0.014791 | 0.32342 | 0.09153 | 0.024587 | 0.024587 | 0.066501 | 0.024963 | 0.14943 | 0.02975 | 0.068236 | 0.013605 | 0.0054612 | 0.017375 | 0.20599 | 0.00099294 | 0.0034875 | 0.00099294 | 0.092507 | 0.00099294 | 0.000999 | 0.028297 | 0.034952 | 0.032334 | 0.056649 | 0.028632 | 0.040884 | 0.040884 | 0 | 0.02716 | 0.055862 | 0.055399 | 0.019514 | 0.0098657 | 0.020978 | 0.2313 | 0.2859 | 0.5394 | 0.12756 | 0.0099294 | 0.0099294 | 0.0099294 | 0.014894 | 0.01539 | 0.014894 | 0.01539 | 0.014894 | 0.015153 | 0.01467 | 0.32759 | 0.089661 | 0.024821 | 0.024821 | 0.064393 | 0.024963 | 0.14676 | 0.02975 | 0.068236 | 0.013605 | 0.0054612 | 0.017375 | 0.20599 | 0.00099294 | 0.0039963 | 0.00099294 | 0.092507 | 0.00099294 | 0.000999 | 0.00051366 | 0.041709 | 0.032334 | 0.013559 | 0.013559 | 0.013548 | 0.013548 | 0 | 0.027268 | 0.055862 | 0.055399 | 0.019514 | 0.0098657 | 0.020978 | 0.2313 | 0.2859 | 0.5394 | 0.12756 | 0.0099294 | 0.0099294 | 0.0099294 | 0.015651 | 0.016164 | 0.015651 | 0.016164 | 0.015651 | 0.015279 | 0.01479 | 0.32759 | 0.091845 | 0.024821 | 0.024821 | 0.066682 | 0.024963 | 0.1496 | 0.50975 | 0.50975 | 0.00050681 | 0.0027875 | 0.0069317 | 0.0082261 | 0.00050681 | 0.5005 | 0.00050681 | 0.0074473 | 0.00050681 | 0.0005005 | 0.51366 | 0.51698 | 0.021873 | 0.50687 | 0.50688 | 0.026433 | 0.026433 | 0 | 0.023708 | 0.51025 | 0.51025 | 0.019684 | 0.0099294 | 0.47823 | 0.0083998 | 0.0087745 | 0.010514 | 0.0076879 | 0.0050681 | 0.0050681 | 0.0050681 | 0.0069147 | 0.0069181 | 0.0069147 | 0.0069181 | 0.0069147 | 0.01113 | 0.010883 | 0.0090606 | 0.44068 | 0.0069828 | 0.0069828 | 0.36486 | 0.0005125 | 0.44721 | 0.50975 | 0.50975 | 0.00050681 | 0.0027875 | 0.0069317 | 0.0082261 | 0.00050681 | 0.5005 | 0.00050681 | 0.0074473 | 0.00050681 | 0.0005005 | 0.00051366 | 0.51698 | 0.021873 | 0.0070628 | 0.0070628 | 0.46928 | 0.46824 | 0 | 0.027315 | 0.51025 | 0.51025 | 0.019684 | 0.0099294 | 0.47823 | 0.0083998 | 0.0087745 | 0.010514 | 0.0076879 | 0.0050681 | 0.0050681 | 0.0050681 | 0.5075 | 0.50775 | 0.5075 | 0.50775 | 0.5075 | 0.015334 | 0.014841 | 0.0090606 | 0.44068 | 0.0069828 | 0.0069828 | 0.36486 | 0.0005125 | 0.44721 | 0.50975 | 0.50975 | 0.00050681 | 0.0027875 | 0.00050875 | 0.00060375 | 1 | 0.0005005 | 0.5005 | 0.54659 | 0.00050681 | 0.0005005 | 0.00051366 | 0.00051698 | 0.010598 | 0.00050688 | 0.00050688 | 0.0069695 | 0.47045 | 0 | 0.020137 | 0.00051025 | 0.00051025 | 0.39148 | 0.0050681 | 0.47823 | 0.0083998 | 0.0087745 | 0.010514 | 0.0076879 | 0.505 | 0.505 | 0.0050681 | 0.5075 | 0.50775 | 0.5075 | 0.50775 | 0.5075 | 0.0069816 | 0.0069781 | 0.665 | 0.5125 | 0.5125 | 0.5125 | 0.5125 | 0.010506 | 0.5525 | 0.50975 | 0.50975 | 0.00050681 | 0.0027875 | 0.0069317 | 0.0082261 | 0.00050681 | 0.5005 | 0.00050681 | 0.0074473 | 0.00050681 | 0.0005005 | 0.00051366 | 0.51698 | 0.021873 | 0.0070628 | 0.0070628 | 0.46928 | 0.46824 | 0 | 0.027315 | 0.51025 | 0.51025 | 0.019684 | 0.0099294 | 0.47823 | 0.0083998 | 0.0087745 | 0.010514 | 0.0076879 | 0.0050681 | 0.0050681 | 0.0050681 | 0.5075 | 0.50775 | 0.5075 | 0.50775 | 0.5075 | 0.015334 | 0.014841 | 0.0090606 | 0.44068 | 0.0069828 | 0.0069828 | 0.36486 | 0.0005125 | 0.44721 | 0.50975 | 0.50975 | 0.00050681 | 0.0027875 | 0.0069317 | 0.0082261 | 0.00050681 | 0.5005 | 0.00050681 | 0.0074473 | 0.00050681 | 0.0005005 | 0.51366 | 0.51698 | 0.021873 | 0.50687 | 0.50688 | 0.026433 | 0.026433 | 0 | 0.023708 | 0.51025 | 0.51025 | 0.019684 | 0.0099294 | 0.47823 | 0.0083998 | 0.0087745 | 0.010514 | 0.0076879 | 0.0050681 | 0.0050681 | 0.0050681 | 0.0069147 | 0.0069181 | 0.0069147 | 0.0069181 | 0.0069147 | 0.01113 | 0.010883 | 0.0090606 | 0.44068 | 0.0069828 | 0.0069828 | 0.36486 | 0.0005125 | 0.44721 | 0.02975 | 0.068236 | 0.013605 | 0.0054612 | 0.017375 | 0.20599 | 0.00099294 | 0.0039963 | 0.00099294 | 0.092507 | 0.00099294 | 0.000999 | 0.00051366 | 0.041709 | 0.032334 | 0.013559 | 0.013559 | 0.013548 | 0.013548 | 0 | 0.027268 | 0.055862 | 0.055399 | 0.019514 | 0.0098657 | 0.020978 | 0.2313 | 0.2859 | 0.5394 | 0.12756 | 0.0099294 | 0.0099294 | 0.0099294 | 0.015651 | 0.016164 | 0.015651 | 0.016164 | 0.015651 | 0.015279 | 0.01479 | 0.32759 | 0.091845 | 0.024821 | 0.024821 | 0.066682 | 0.024963 | 0.1496 | 0.11866 | 0.0091764
6: Compromised buoyancy/stability | 0.039034 | 0.017866 | 0.013605 | 0.0054261 | 0.033257 | 0.25924 | 0.00098654 | 0.00099901 | 0.00098657 | 0.091392 | 0.0020439 | 0.00099848 | 0.027271 | 0.041232 | 0.032905 | 0.013565 | 0.013565 | 0.027221 | 0.013548 | 0 | 0.027268 | 0.031056 | 0.031056 | 0.019516 | 0.0098657 | 0.027584 | 0.22838 | 0.28227 | 0.53247 | 0.12599 | 0.025475 | 0.025475 | 0.0098657 | 0.035779 | 0.043019 | 0.035779 | 0.036522 | 0.035779 | 0.015279 | 0.014789 | 0.32342 | 0.069506 | 0.024587 | 0.024587 | 0.055028 | 0.041365 | 0.13901 | 0.029771 | 0.067841 | 0.013605 | 0.0054261 | 0.017239 | 0.20339 | 0.00098657 | 0.0039804 | 0.00098657 | 0.091392 | 0.00098657 | 0.00099901 | 0.048125 | 0.041698 | 0.032341 | 0.013548 | 0.048071 | 0.013548 | 0.013548 | 0 | 0.02702 | 0.055539 | 0.055079 | 0.019516 | 0.0098657 | 0.020879 | 0.22838 | 0.28227 | 0.53247 | 0.12599 | 0.0098657 | 0.0098657 | 0.0098657 | 0.014789 | 0.015279 | 0.014789 | 0.015279 | 0.014789 | 0.014989 | 0.014516 | 0.32342 | 0.091555 | 0.024587 | 0.024587 | 0.066527 | 0.024963 | 0.14946 | 0.029771 | 0.067841 | 0.013605 | 0.0054262 | 0.017239 | 0.2034 | 0.00098657 | 0.0039825 | 0.00098657 | 0.091393 | 0.00098657 | 0.00099901 | 0.027271 | 0.047526 | 0.032341 | 0.025636 | 0.013385 | 0.013574 | 0.013574 | 0 | 0.02727 | 0.055539 | 0.055079 | 0.019516 | 0.0098657 | 0.020879 | 0.22838 | 0.28227 | 0.53248 | 0.12599 | 0.0098657 | 0.0098657 | 0.0098657 | 0.029186 | 0.029932 | 0.029186 | 0.029932 | 0.029186 | 0.015281 | 0.014791 | 0.32342 | 0.093441 | 0.024587 | 0.024587 | 0.068503 | 0.024963 | 0.15191 | 0.028893 | 0.017862 | 0.013605 | 0.016621 | 0.026632 | 0.25402 | 0.00098973 | 0.00099901 | 0.0035244 | 0.091951 | 0.000916 | 0.00099904 | 0.026983 | 0.041255 | 0.032904 | 0.013609 | 0.013609 | 0.013564 | 0.085786 | 0 | 0.027268 | 0.031113 | 0.031113 | 0.10435 | 0.0098657 | 0.025167 | 0.25385 | 0.30843 | 0.56184 | 0.15016 | 0.020212 | 0.020212 | 0.02043 | 0.029116 | 0.036468 | 0.029116 | 0.02986 | 0.029116 | 0.015279 | 0.014789 | 0.38175 | 0.069565 | 0.082211 | 0.082211 | 0.055062 | 0.04086 | 0.13905 | 0.02975 | 0.069491 | 0.013598 | 0.0054612 | 0.017375 | 0.20599 | 0.0015143 | 0.00098973 | 0.00099294 | 0.10045 | 0.00099294 | 0.000999 | 0.51366 | 0.0071085 | 0.032235 | 0.0069781 | 0.50687 | 0.0069781 | 0.0069781 | 0 | 0.023708 | 0.060141 | 0.059681 | 0.019514 | 0.0098657 | 0.020978 | 0.2313 | 0.2859 | 0.5394 | 0.12756 | 0.0099294 | 0.0099294 | 0.0099294 | 0.014894 | 0.0069816 | 0.014894 | 0.01539 | 0.0069781 | 0.01113 | 0.010883 | 0.32759 | 0.024493 | 0.024821 | 0.024821 | 0.024493 | 0.024963 | 0.10262 | 0.02975 | 0.054819 | 0.013612 | 0.0054612 | 0.017375 | 0.20599 | 0.00050688 | 0.0032457 | 0.00099294 | 0.0075156 | 0.00099294 | 0.000999 | 0.00051366 | 0.27928 | 0.032573 | 0.50687 | 0.50687 | 0.27782 | 0.042213 | 0 | 0.023708 | 0.045464 | 0.044996 | 0.019514 | 0.0098657 | 0.020978 | 0.2313 | 0.2859 | 0.5394 | 0.12756 | 0.0099294 | 0.0099294 | 0.0099294 | 0.015651 | 0.016164 | 0.015651 | 0.016164 | 0.015651 | 0.01113 | 0.010883 | 0.32759 |  | 0.024821 | 0.024821 |  | 0.024963 |  | 0.50975 | 0.50975 | 0.00050681 | 0.0027775 | 0.50875 | 0.60375 | 0.00051025 | 1 | 0.0005005 | 0.00054659 | 0.5005 | 0.0005005 | 0.51366 | 0.51698 | 0.010598 | 0.0075156 | 0.0075156 | 0.0069695 | 0.50687 | 0 | 0.50687 | 0.011205 | 0.011205 | 0.51 | 0.0099294 | 0.47823 | 0.6165 | 0.644 | 0.77169 | 0.56425 | 0.505 | 0.505 | 0.000505 | 0.5075 | 0.50775 | 0.5075 | 0.50775 | 0.5075 | 0.0069816 | 0.0069781 | 0.665 | 0.5125 | 0.5125 | 0.5125 | 0.010506 | 0.5125 | 0.011326 | 0.034606 | 0.14052 | 0.00050681 | 0.0057603 | 0.00050875 | 0.00060375 | 0.00051025 | 0.0005005 | 0.0012976 | 0.54659 | 0.0010473 | 0.00099898 | 0.51366 | 0.00051698 | 0.033608 | 0.00050688 | 0.00050688 | 0.013652 | 0.25784 | 0 | 0.027362 | 0.00051025 | 0.00051025 | 0.062625 | 0.0099294 | 0.011535 | 0.23581 | 0.29135 | 0.54924 | 0.13027 | 0.010695 | 0.010695 | 0.010473 | 0.15851 | 0.16502 | 0.15851 | 0.16377 | 0.15851 | 0.015389 | 0.014893 | 0.34198 | 0.026393 | 0.027023 | 0.027023 | 0.026007 | 0.024736 | 0.10787 | 0.02975 | 0.069491 | 0.013598 | 0.0054612 | 0.017375 | 0.20599 | 0.0015143 | 0.00098973 | 0.00099294 | 0.10045 | 0.00099294 | 0.000999 | 0.00051366 | 0.0071085 | 0.032235 | 0.0069781 | 0.50687 | 0.0069781 | 0.0069781 | 0 | 0.023708 | 0.060141 | 0.059681 | 0.019514 | 0.0098657 | 0.020978 | 0.2313 | 0.2859 | 0.5394 | 0.12756 | 0.0099294 | 0.0099294 | 0.0099294 | 0.015651 | 0.50775 | 0.015651 | 0.016164 | 0.5075 | 0.01113 | 0.010883 | 0.32759 | 0.024493 | 0.024821 | 0.024821 | 0.024493 | 0.024963 | 0.10262 | 0.02975 | 0.068149 | 0.013605 | 0.0054612 | 0.017375 | 0.20599 | 0.00098973 | 0.0034859 | 0.00099294 | 0.091951 | 0.00099294 | 0.000999 | 0.026983 | 0.041736 | 0.032335 | 0.013609 | 0.013609 | 0.047381 | 0.040884 | 0 | 0.027268 | 0.055794 | 0.055331 | 0.019514 | 0.0098657 | 0.020978 | 0.2313 | 0.2859 | 0.5394 | 0.12756 | 0.0099294 | 0.0099294 | 0.0099294 | 0.014894 | 0.01539 | 0.014894 | 0.01539 | 0.014894 | 0.015279 | 0.014789 | 0.32759 | 0.091793 | 0.024821 | 0.024821 | 0.066659 | 0.024963 | 0.14958 | 0.09903 | 0.030047
6: Large hydrostatic offset (angle of list/loll or draft change) | 0.039034 | 0.017866 | 0.013605 | 0.0054261 | 0.033257 | 0.25924 | 0.00098654 | 0.00099901 | 0.00098657 | 0.091392 | 0.0020439 | 0.00099848 | 0.027271 | 0.041232 | 0.032905 | 0.013565 | 0.013565 | 0.027221 | 0.013548 | 0 | 0.027268 | 0.031056 | 0.031056 | 0.019516 | 0.0098657 | 0.027584 | 0.22838 | 0.28227 | 0.53247 | 0.12599 | 0.025475 | 0.025475 | 0.0098657 | 0.035779 | 0.043019 | 0.035779 | 0.036522 | 0.035779 | 0.015279 | 0.014789 | 0.32342 | 0.069506 | 0.024587 | 0.024587 | 0.055028 | 0.041365 | 0.13901 | 0.029771 | 0.067841 | 0.013605 | 0.0054261 | 0.017239 | 0.20339 | 0.00098657 | 0.0039804 | 0.00098657 | 0.091392 | 0.00098657 | 0.00099901 | 0.048125 | 0.041698 | 0.032341 | 0.013548 | 0.048071 | 0.013548 | 0.013548 | 0 | 0.02702 | 0.055539 | 0.055079 | 0.019516 | 0.0098657 | 0.020879 | 0.22838 | 0.28227 | 0.53247 | 0.12599 | 0.0098657 | 0.0098657 | 0.0098657 | 0.014789 | 0.015279 | 0.014789 | 0.015279 | 0.014789 | 0.014989 | 0.014516 | 0.32342 | 0.091555 | 0.024587 | 0.024587 | 0.066527 | 0.024963 | 0.14946 | 0.029771 | 0.067841 | 0.013605 | 0.0054262 | 0.017239 | 0.2034 | 0.00098657 | 0.0039825 | 0.00098657 | 0.091393 | 0.00098657 | 0.00099901 | 0.027271 | 0.047526 | 0.032341 | 0.025636 | 0.013385 | 0.013574 | 0.013574 | 0 | 0.02727 | 0.055539 | 0.055079 | 0.019516 | 0.0098657 | 0.020879 | 0.22838 | 0.28227 | 0.53248 | 0.12599 | 0.0098657 | 0.0098657 | 0.0098657 | 0.029186 | 0.029932 | 0.029186 | 0.029932 | 0.029186 | 0.015281 | 0.014791 | 0.32342 | 0.093441 | 0.024587 | 0.024587 | 0.068503 | 0.024963 | 0.15191 | 0.038495 | 0.017862 | 0.013605 | 0.0054261 | 0.026632 | 0.25402 | 0.00098973 | 0.00099901 | 0.00098657 | 0.091951 | 0.000916 | 0.00099904 | 0.026983 | 0.041255 | 0.032904 | 0.013609 | 0.013609 | 0.013564 | 0.013548 | 0 | 0.027268 | 0.031113 | 0.031113 | 0.019516 | 0.0098657 | 0.025167 | 0.22838 | 0.28226 | 0.53247 | 0.12599 | 0.020212 | 0.020212 | 0.0098657 | 0.029116 | 0.036468 | 0.029116 | 0.02986 | 0.029116 | 0.015279 | 0.014789 | 0.32341 | 0.069565 | 0.024587 | 0.024587 | 0.055062 | 0.04086 | 0.13905 |  | 0.017795 | 0.013598 | 0.0054612 | 0.027964 | 0.25833 | 0.0015143 | 0.00098973 | 0.0015199 | 0.10045 | 0.0015625 | 0.00099872 | 0.51366 | 0.0071085 | 0.032819 | 0.0069781 | 0.50687 | 0.0069781 | 0.0069781 | 0 | 0.023708 | 0.034789 | 0.034789 | 0.051835 | 0.0098657 |  | 0.2313 | 0.2859 | 0.5394 | 0.12756 | 0.21084 | 0.21084 | 0.0099294 | 0.33543 | 0.0069816 | 0.33543 | 0.33813 | 0.0069781 | 0.01113 | 0.010883 | 0.33947 | 0.024493 | 0.028315 | 0.028315 | 0.024493 | 0.042953 | 0.10262 | 0.029238 | 0.018532 | 0.013612 | 0.012142 | 0.019286 | 0.22131 | 0.00050688 | 0.00099925 | 0.0027078 | 0.0075156 | 0.00095035 | 0.00099903 | 0.0070628 | 0.037821 | 0.033101 | 0.0069695 | 0.0069695 | 0.013609 |  | 0 | 0.027316 | 0.022548 | 0.022548 | 0.50161 | 0.0098657 | 0.021944 | 0.2493 | 0.30422 | 0.55921 | 0.14496 | 0.01354 | 0.01354 | 0.015717 | 0.02058 | 0.024609 | 0.02058 | 0.021149 | 0.02058 | 0.015335 | 0.014842 |  | 0.060511 |  |  | 0.049815 | 0.036707 | 0.1339 | 0.50975 | 0.00050975 | 0.00050681 | 0.0027775 | 0.00050875 | 0.00060375 | 0.1411 | 0.0005005 | 1 | 0.54659 | 0.0005005 | 0.0005005 | 0.00051366 | 0.00051698 | 0.010598 | 0.00050688 | 0.00050688 | 0.50688 | 0.50687 | 0 | 0.50687 | 0.00051025 | 0.51025 | 0.51 | 0.0099294 | 0.47823 | 0.6165 | 0.644 | 0.77169 | 0.56425 | 0.000505 | 0.000505 | 0.000505 | 0.0005075 | 0.00050775 | 0.0005075 | 0.00050775 | 0.0005075 | 0.0069816 | 0.0069781 | 0.000665 | 0.5125 | 0.0005125 | 0.0005125 | 0.012925 | 0.0005125 | 0.018767 | 0.029238 | 0.018532 | 0.00050681 | 0.0094991 | 0.50875 | 0.60375 | 0.00051025 | 0.0005005 |  | 0.0075156 | 0.00095035 | 0.00099903 | 0.0070628 | 0.51698 | 0.021873 | 0.0069695 | 0.0069695 | 0.013609 |  | 0 | 0.027316 | 0.51025 | 0.51025 | 0.50161 | 0.0099294 | 0.22307 | 0.24442 | 0.2997 | 0.55638 | 0.13939 | 0.01354 | 0.01354 | 0.010946 | 0.02058 | 0.024609 | 0.02058 | 0.021149 | 0.02058 | 0.015335 | 0.014842 |  | 0.44068 |  |  | 0.36486 | 0.2741 | 0.44721 |  | 0.017795 | 0.013598 | 0.0054612 | 0.027964 | 0.25833 | 0.0015143 | 0.00098973 | 0.0015199 | 0.10045 | 0.0015625 | 0.00099872 | 0.51366 | 0.0071085 | 0.032819 | 0.0069781 | 0.50687 | 0.0069781 | 0.0069781 | 0 | 0.023708 | 0.034789 | 0.034789 | 0.051835 | 0.0098657 |  | 0.2313 | 0.2859 | 0.5394 | 0.12756 | 0.21084 | 0.21084 | 0.0099294 | 0.33543 | 0.0069816 | 0.33543 | 0.33813 | 0.0069781 | 0.01113 | 0.010883 | 0.33947 | 0.024493 | 0.028315 | 0.028315 | 0.024493 | 0.042953 | 0.10262 | 0.038762 | 0.017862 | 0.013605 | 0.0054612 | 0.026992 | 0.25488 | 0.00098973 | 0.00099901 | 0.00099294 | 0.091951 | 0.0015212 | 0.00099874 | 0.026983 | 0.041255 | 0.032904 | 0.013609 | 0.013609 | 0.013564 | 0.013548 | 0 | 0.027268 | 0.031113 | 0.031113 | 0.019514 | 0.0098657 | 0.02531 | 0.2313 | 0.2859 | 0.5394 | 0.12756 | 0.02049 | 0.02049 | 0.0099294 | 0.02946 | 0.036811 | 0.02946 | 0.030207 | 0.02946 | 0.015279 | 0.014789 | 0.32759 | 0.069565 | 0.024821 | 0.024821 | 0.055062 | 0.041145 | 0.13905 | 0.091478 | 0.030806
6: Excess dynamics | 0.039034 | 0.017866 | 0.013605 | 0.0054261 | 0.033257 | 0.25924 | 0.00098654 | 0.00099901 | 0.00098657 | 0.091392 | 0.0020439 | 0.00099848 | 0.027271 | 0.041232 | 0.032905 | 0.013565 | 0.013565 | 0.027221 | 0.013548 | 0 | 0.027268 | 0.031056 | 0.031056 | 0.019516 | 0.0098657 | 0.027584 | 0.22838 | 0.28227 | 0.53247 | 0.12599 | 0.025475 | 0.025475 | 0.0098657 | 0.035779 | 0.043019 | 0.035779 | 0.036522 | 0.035779 | 0.015279 | 0.014789 | 0.32342 | 0.069506 | 0.024587 | 0.024587 | 0.055028 | 0.041365 | 0.13901 | 0.029771 | 0.067841 | 0.013605 | 0.0054261 | 0.017239 | 0.20339 | 0.00098657 | 0.0039804 | 0.00098657 | 0.091392 | 0.00098657 | 0.00099901 | 0.048125 | 0.041698 | 0.032341 | 0.013548 | 0.048071 | 0.013548 | 0.013548 | 0 | 0.02702 | 0.055539 | 0.055079 | 0.019516 | 0.0098657 | 0.020879 | 0.22838 | 0.28227 | 0.53247 | 0.12599 | 0.0098657 | 0.0098657 | 0.0098657 | 0.014789 | 0.015279 | 0.014789 | 0.015279 | 0.014789 | 0.014989 | 0.014516 | 0.32342 | 0.091555 | 0.024587 | 0.024587 | 0.066527 | 0.024963 | 0.14946 | 0.029771 | 0.067841 | 0.013605 | 0.0054262 | 0.017239 | 0.2034 | 0.00098657 | 0.0039825 | 0.00098657 | 0.091393 | 0.00098657 | 0.00099901 | 0.027271 | 0.047526 | 0.032341 | 0.025636 | 0.013385 | 0.013574 | 0.013574 | 0 | 0.02727 | 0.055539 | 0.055079 | 0.019516 | 0.0098657 | 0.020879 | 0.22838 | 0.28227 | 0.53248 | 0.12599 | 0.0098657 | 0.0098657 | 0.0098657 | 0.029186 | 0.029932 | 0.029186 | 0.029932 | 0.029186 | 0.015281 | 0.014791 | 0.32342 | 0.093441 | 0.024587 | 0.024587 | 0.068503 | 0.024963 | 0.15191 | 0.028893 | 0.017862 | 0.013605 | 0.016621 | 0.026632 | 0.25402 | 0.00098973 | 0.00099901 | 0.0035244 | 0.091951 | 0.000916 | 0.00099904 | 0.026983 | 0.041255 | 0.032904 | 0.013609 | 0.013609 | 0.013564 | 0.085786 | 0 | 0.027268 | 0.031113 | 0.031113 | 0.10435 | 0.0098657 | 0.025167 | 0.25385 | 0.30843 | 0.56184 | 0.15016 | 0.020212 | 0.020212 | 0.02043 | 0.029116 | 0.036468 | 0.029116 | 0.02986 | 0.029116 | 0.015279 | 0.014789 | 0.38175 | 0.069565 | 0.082211 | 0.082211 | 0.055062 | 0.04086 | 0.13905 | 0.02975 | 0.069491 | 0.013598 | 0.0054612 | 0.017375 | 0.20599 | 0.0015143 | 0.00098973 | 0.00099294 | 0.10045 | 0.00099294 | 0.000999 | 0.51366 | 0.0071085 | 0.032235 | 0.0069781 | 0.50688 | 0.0069781 | 0.0069781 | 0 | 0.023708 | 0.060141 | 0.059681 | 0.019514 | 0.0098657 | 0.020978 | 0.2313 | 0.2859 | 0.5394 | 0.12756 | 0.0099294 | 0.0099294 | 0.0099294 | 0.014894 | 0.0069816 | 0.014894 | 0.01539 | 0.0069781 | 0.01113 | 0.010883 | 0.32759 | 0.024493 | 0.024821 | 0.024821 | 0.024493 | 0.024963 | 0.10262 | 0.02975 | 0.054819 | 0.013612 | 0.0054612 | 0.017375 | 0.20599 | 0.00050688 | 0.0032457 | 0.00099294 | 0.0075156 | 0.00099294 | 0.000999 | 0.00051366 | 0.27928 | 0.032573 | 0.50687 | 0.50687 | 0.27782 | 0.042213 | 0 | 0.023708 | 0.045464 | 0.044996 | 0.019514 | 0.0098657 | 0.020978 | 0.2313 | 0.2859 | 0.5394 | 0.12756 | 0.0099294 | 0.0099294 | 0.0099294 | 0.015651 | 0.016164 | 0.015651 | 0.016164 | 0.015651 | 0.01113 | 0.010883 | 0.32759 | 0.16102 | 0.024821 | 0.024821 | 0.14316 | 0.024963 | 0.24615 | 0.50975 | 0.010659 | 0.00050681 | 0.0027775 | 0.0095654 | 0.05626 | 0.00051025 | 0.09951 | 0.000505 | 1 | 0.00054659 | 0.0005005 | 0.51366 | 0.51698 | 0.010598 | 0.0075156 | 0.0075156 | 0.0069695 | 0.50687 | 0 | 0.50687 | 0.011205 | 0.011205 | 0.51 | 0.0099294 | 0.47823 | 0.6165 | 0.644 | 0.77169 | 0.56425 | 0.0054659 | 0.0054659 | 0.000505 | 0.5075 | 0.50775 | 0.5075 | 0.50775 | 0.5075 | 0.0069816 | 0.0069781 | 0.665 | 0.5125 | 0.5125 | 0.5125 | 0.010506 | 0.5125 | 0.011326 | 0.034606 | 0.14052 | 0.00050681 | 0.0057603 | 0.00050875 | 0.00060375 | 0.00051025 | 0.0005005 | 0.0012976 | 0.54659 | 0.0010473 | 0.00099898 | 0.51366 | 0.00051698 | 0.033608 | 0.00050688 | 0.00050688 | 0.013652 | 0.25784 | 0 | 0.027362 | 0.00051025 | 0.00051025 | 0.062625 | 0.0099294 | 0.011535 | 0.23581 | 0.29135 | 0.54924 | 0.13027 | 0.010695 | 0.010695 | 0.010473 | 0.15851 | 0.16502 | 0.15851 | 0.16377 | 0.15851 | 0.015389 | 0.014893 | 0.34198 | 0.026393 | 0.027023 | 0.027023 | 0.026007 | 0.024736 | 0.10787 | 0.02975 | 0.069491 | 0.013598 | 0.0054612 | 0.017375 | 0.20599 | 0.0015143 | 0.00098973 | 0.00099294 | 0.10045 | 0.00099294 | 0.000999 | 0.00051366 | 0.0071085 | 0.032235 | 0.0069781 | 0.50687 | 0.0069781 | 0.0069781 | 0 | 0.023708 | 0.060141 | 0.059681 | 0.019514 | 0.0098657 | 0.020978 | 0.2313 | 0.2859 | 0.5394 | 0.12756 | 0.0099294 | 0.0099294 | 0.0099294 | 0.015651 | 0.50775 | 0.015651 | 0.016164 | 0.5075 | 0.01113 | 0.010883 | 0.32759 | 0.024493 | 0.024821 | 0.024821 | 0.024493 | 0.024963 | 0.10262 | 0.02975 | 0.068149 | 0.013605 | 0.0054612 | 0.017375 | 0.20599 | 0.00098973 | 0.0034859 | 0.00099294 | 0.091951 | 0.00099294 | 0.000999 | 0.026983 | 0.041736 | 0.032335 | 0.013609 | 0.013609 | 0.047381 | 0.040884 | 0 | 0.027268 | 0.055794 | 0.055331 | 0.019514 | 0.0098657 | 0.020978 | 0.2313 | 0.2859 | 0.5394 | 0.12756 | 0.0099294 | 0.0099294 | 0.0099294 | 0.014894 | 0.01539 | 0.014894 | 0.01539 | 0.014894 | 0.015279 | 0.014789 | 0.32759 | 0.091793 | 0.024821 | 0.024821 | 0.066659 | 0.024963 | 0.14958 | 0.093301 | 0.12235
6: Capsize | 0.039034 | 0.017866 | 0.013605 | 0.0054261 | 0.033257 | 0.25924 | 0.00098654 | 0.00099901 | 0.00098657 | 0.091392 | 0.0020439 | 0.00099848 | 0.027271 | 0.041232 | 0.032905 | 0.013565 | 0.013565 | 0.027221 | 0.013548 | 0 | 0.027268 | 0.031056 | 0.031056 | 0.019516 | 0.0098657 | 0.027584 | 0.22838 | 0.28227 | 0.53247 | 0.12599 | 0.025475 | 0.025475 | 0.0098657 | 0.035779 | 0.043019 | 0.035779 | 0.036522 | 0.035779 | 0.015279 | 0.014789 | 0.32342 | 0.069506 | 0.024587 | 0.024587 | 0.055028 | 0.041365 | 0.13901 | 0.029771 | 0.067841 | 0.013605 | 0.0054261 | 0.017239 | 0.20339 | 0.00098657 | 0.0039804 | 0.00098657 | 0.091392 | 0.00098657 | 0.00099901 | 0.048125 | 0.041698 | 0.032341 | 0.013548 | 0.048071 | 0.013548 | 0.013548 | 0 | 0.02702 | 0.055539 | 0.055079 | 0.019516 | 0.0098657 | 0.020879 | 0.22838 | 0.28227 | 0.53247 | 0.12599 | 0.0098657 | 0.0098657 | 0.0098657 | 0.014789 | 0.015279 | 0.014789 | 0.015279 | 0.014789 | 0.014989 | 0.014516 | 0.32342 | 0.091555 | 0.024587 | 0.024587 | 0.066527 | 0.024963 | 0.14946 | 0.029771 | 0.067841 | 0.013605 | 0.0054262 | 0.017239 | 0.2034 | 0.00098657 | 0.0039825 | 0.00098657 | 0.091393 | 0.00098657 | 0.00099901 | 0.027271 | 0.047526 | 0.032341 | 0.025636 | 0.013385 | 0.013574 | 0.013574 | 0 | 0.02727 | 0.055539 | 0.055079 | 0.019516 | 0.0098657 | 0.020879 | 0.22838 | 0.28227 | 0.53248 | 0.12599 | 0.0098657 | 0.0098657 | 0.0098657 | 0.029186 | 0.029932 | 0.029186 | 0.029932 | 0.029186 | 0.015281 | 0.014791 | 0.32342 | 0.093441 | 0.024587 | 0.024587 | 0.068503 | 0.024963 | 0.15191 | 0.038495 | 0.017862 | 0.013605 | 0.0054261 | 0.026632 | 0.25402 | 0.00098973 | 0.00099901 | 0.00098657 | 0.091951 | 0.000916 | 0.00099904 | 0.026983 | 0.041255 | 0.032904 | 0.013609 | 0.013609 | 0.013564 | 0.013548 | 0 | 0.027268 | 0.031113 | 0.031113 | 0.019516 | 0.0098657 | 0.025167 | 0.22838 | 0.28226 | 0.53247 | 0.12599 | 0.020212 | 0.020212 | 0.0098657 | 0.029116 | 0.036468 | 0.029116 | 0.02986 | 0.029116 | 0.015279 | 0.014789 | 0.32341 | 0.069565 | 0.024587 | 0.024587 | 0.055062 | 0.04086 | 0.13905 | 0.038749 | 0.017795 | 0.013598 | 0.0054612 | 0.027964 | 0.25833 | 0.0015143 | 0.00098973 | 0.0015199 | 0.10045 | 0.0015625 | 0.00099872 | 0.51366 | 0.0071085 | 0.032819 | 0.0069781 | 0.50687 | 0.0069781 | 0.0069781 | 0 | 0.023708 | 0.034789 | 0.034789 | 0.051835 | 0.0098657 | 0.025723 | 0.2313 | 0.2859 | 0.5394 | 0.12756 | 0.21084 | 0.21084 | 0.0099294 | 0.33543 | 0.0069816 | 0.33543 | 0.33813 | 0.0069781 | 0.01113 | 0.010883 | 0.33947 | 0.024493 | 0.028315 | 0.028315 | 0.024493 | 0.042953 | 0.10262 | 0.029238 | 0.018532 | 0.013612 | 0.012142 | 0.019286 | 0.22131 | 0.00050688 | 0.00099925 | 0.0027078 | 0.0075156 | 0.00095035 | 0.00099903 | 0.0070628 | 0.037821 | 0.033101 | 0.0069695 | 0.0069695 | 0.013609 | 0.065451 | 0 | 0.027316 | 0.022548 | 0.022548 |  | 0.0098657 | 0.021944 | 0.2493 | 0.30422 | 0.55921 | 0.14496 | 0.01354 | 0.01354 | 0.015717 | 0.02058 | 0.024609 | 0.02058 | 0.021149 | 0.02058 | 0.015335 | 0.014842 | 0.37185 | 0.060511 | 0.067586 | 0.067586 | 0.049815 | 0.036707 | 0.1339 | 0.00050975 | 0.00050975 | 0.00050681 | 0.50275 | 0.00050875 | 0.60375 | 0.1411 | 0.19656 | 0.09951 | 0.0095654 | 1 | 0.0005005 | 0.00051366 | 0.00051698 | 0.010598 | 0.00050688 | 0.00050688 | 0.50688 | 0.50687 | 0 | 0.50687 | 0.00051025 | 0.51025 | 0.51 | 0.0099294 | 0.0050875 | 0.0006165 | 0.000644 | 0.00077169 | 0.00056425 | 0.000505 | 0.000505 | 0.000505 | 0.0005075 | 0.00050775 | 0.0005075 | 0.00050775 | 0.0005075 | 0.0069816 | 0.0069781 | 0.000665 | 0.5125 | 0.0005125 | 0.0005125 | 0.012925 | 0.0005125 | 0.018767 | 0.029238 | 0.018532 | 0.00050681 | 0.0094991 | 0.50875 | 0.60375 | 0.00051025 | 0.0005005 | 0.0019773 | 0.0075156 | 0.00095035 | 0.00099903 | 0.0070628 | 0.51698 | 0.021873 | 0.0069695 | 0.0069695 | 0.013609 | 0.065451 | 0 | 0.027316 | 0.51025 | 0.51025 | 0.50161 | 0.0099294 | 0.22307 | 0.24442 | 0.2997 | 0.55638 | 0.13939 | 0.01354 | 0.01354 | 0.010946 | 0.02058 | 0.024609 | 0.02058 | 0.021149 | 0.02058 | 0.015335 | 0.014842 |  | 0.44068 |  |  | 0.36486 | 0.2741 | 0.44721 | 0.038749 | 0.017795 | 0.013598 | 0.0054612 | 0.027964 | 0.25833 | 0.0015143 | 0.00098973 | 0.0015199 | 0.10045 | 0.0015625 | 0.00099872 | 0.51366 | 0.0071085 | 0.032819 | 0.0069781 | 0.50687 | 0.0069781 | 0.0069781 | 0 | 0.023708 | 0.034789 | 0.034789 | 0.051835 | 0.0098657 | 0.025723 | 0.2313 | 0.2859 | 0.5394 | 0.12756 | 0.21084 | 0.21084 | 0.0099294 | 0.33543 | 0.0069816 | 0.33543 | 0.33813 | 0.0069781 | 0.01113 | 0.010883 | 0.33947 | 0.024493 | 0.028315 | 0.028315 | 0.024493 | 0.042953 | 0.10262 | 0.038762 | 0.017862 | 0.013605 | 0.0054612 | 0.026992 | 0.25488 | 0.00098973 | 0.00099901 | 0.00099294 | 0.091951 | 0.0015212 | 0.00099874 | 0.026983 | 0.041255 | 0.032904 | 0.013609 | 0.013609 | 0.013564 | 0.013548 | 0 | 0.027268 | 0.031113 | 0.031113 | 0.019514 | 0.0098657 | 0.02531 | 0.2313 | 0.2859 | 0.5394 | 0.12756 | 0.02049 | 0.02049 | 0.0099294 | 0.02946 | 0.036811 | 0.02946 | 0.030207 | 0.02946 | 0.015279 | 0.014789 | 0.32759 | 0.069565 | 0.024821 | 0.024821 | 0.055062 | 0.041145 | 0.13905 | 0.084458 | 0.013192
6: Sink | 0.029771 | 0.067841 | 0.013605 | 0.0054261 | 0.017239 | 0.20339 | 0.00098654 | 0.0039804 | 0.00098657 | 0.091392 | 0.00098657 | 0.00099901 | 0.027271 | 0.04171 | 0.032341 | 0.013565 | 0.013565 | 0.013548 | 0.013548 | 0 | 0.027268 | 0.055539 | 0.055079 | 0.019516 | 0.0098657 | 0.020879 | 0.22838 | 0.28227 | 0.53247 | 0.12599 | 0.0098657 | 0.0098657 | 0.0098657 | 0.014789 | 0.015279 | 0.014789 | 0.015279 | 0.014789 | 0.015279 | 0.014789 | 0.32342 | 0.091559 | 0.024587 | 0.024587 | 0.066531 | 0.024963 | 0.14947 | 0.029771 | 0.067841 | 0.013605 | 0.0054261 | 0.017239 | 0.20339 | 0.00098657 | 0.0039804 | 0.00098657 | 0.091392 | 0.00098657 | 0.00099901 | 0.027271 | 0.041698 | 0.032341 | 0.013548 | 0.070766 | 0.013548 | 0.013548 | 0 |  | 0.055539 | 0.055079 | 0.019516 | 0.0098657 | 0.020879 | 0.22838 | 0.28227 | 0.53247 | 0.12599 | 0.0098657 | 0.0098657 | 0.0098657 | 0.014789 | 0.015279 | 0.014789 | 0.015279 | 0.014789 | 0.014798 | 0.014336 | 0.32342 | 0.091555 | 0.024587 | 0.024587 | 0.066527 | 0.024963 | 0.14946 | 0.029771 | 0.067841 | 0.013605 | 0.0054261 | 0.017239 | 0.20339 | 0.00098657 | 0.0034716 | 0.00098657 | 0.091392 | 0.00098657 | 0.00099901 | 0.027271 | 0.041706 | 0.032341 | 0.013565 | 0.013565 | 0.053814 | 0.047311 | 0 | 0.027268 | 0.055539 | 0.055079 | 0.019516 | 0.0098657 | 0.020879 | 0.22838 | 0.28226 | 0.53247 | 0.12599 | 0.0098657 | 0.0098657 | 0.0098657 | 0.014789 | 0.015279 | 0.014789 | 0.015279 | 0.014789 | 0.015279 | 0.014789 | 0.32341 | 0.091558 | 0.024587 | 0.024587 | 0.06653 | 0.024963 | 0.14946 | 0.029771 | 0.067929 | 0.013605 | 0.0054261 | 0.017239 | 0.20339 | 0.00098973 | 0.0039819 | 0.00098657 | 0.091951 | 0.00098657 | 0.00099901 | 0.026983 | 0.041733 | 0.03234 | 0.013609 | 0.013609 | 0.013548 | 0.013548 | 0 | 0.027268 | 0.055607 | 0.055147 | 0.019516 | 0.0098657 | 0.020879 | 0.22838 | 0.28226 | 0.53247 | 0.12599 | 0.0098657 | 0.0098657 | 0.0098657 | 0.014789 | 0.015279 | 0.014789 | 0.015279 | 0.014789 | 0.015279 | 0.014789 | 0.32341 | 0.091627 | 0.024587 | 0.024587 | 0.066571 | 0.024963 | 0.1495 | 0.03132 | 0.038604 | 0.013612 | 0.0027875 | 0.0069317 | 0.0082261 | 0.00050681 | 0.0025396 | 0.00050681 | 0.0074473 | 0.00050681 | 0.00099925 | 0.027284 | 0.038077 | 0.032897 | 0.0069781 | 0.032753 | 0.0069781 | 0.0069781 | 0 | 0.02713 | 0.03139 | 0.031143 | 0.019684 | 0.0098657 | 0.013686 | 0.0083998 | 0.0087745 | 0.010514 | 0.0076879 | 0.0050681 | 0.0050681 | 0.0050681 | 0.0069147 | 0.0069181 | 0.0069147 | 0.0069181 | 0.0069147 | 0.015118 | 0.014638 | 0.0090606 | 0.068624 | 0.0069828 | 0.0069828 | 0.053972 | 0.024975 | 0.13769 | 0.058565 | 0.018532 | 0.013612 | 0.0027875 | 0.50875 | 0.60375 | 0.00050688 | 0.00099925 | 0.00050681 | 0.0075156 | 0.039206 | 0.00097994 | 0.00051366 | 0.037821 | 0.033101 | 0.0069695 | 0.0069695 | 0.013609 | 0.471 | 0 | 0.027316 | 0.022548 | 0.022548 | 0.019684 | 0.0098657 | 0.22307 | 0.0083998 | 0.0087745 | 0.010514 | 0.0076879 | 0.39419 | 0.39419 | 0.0050681 | 0.5075 | 0.50775 | 0.5075 | 0.50775 | 0.5075 | 0.015335 | 0.014842 | 0.0090606 | 0.060511 | 0.0069828 | 0.0069828 | 0.049815 | 0.054926 | 0.1339 | 0.00050975 | 0.00050975 | 0.00050681 | 0.50275 | 0.00050875 | 0.60375 | 0.00051025 | 0.19656 | 0.09951 | 0.0095654 | 0.5005 | 1 | 0.0070628 | 0.00051698 | 0.010598 | 0.00050688 | 0.50688 | 0.50687 | 0.50687 | 0 | 0.50687 | 0.00051025 | 0.00051025 | 0.51 | 0.0050681 | 0.0050875 | 0.0006165 | 0.000644 | 0.00077169 | 0.00056425 | 0.000505 | 0.000505 | 0.000505 | 0.0005075 | 0.00050775 | 0.0005075 | 0.00050775 | 0.0005075 | 0.0069816 | 0.0069781 | 0.000665 | 0.5125 | 0.0005125 | 0.0005125 | 0.5125 | 0.0005125 | 0.5525 | 0.060819 | 0.018532 | 0.00050681 | 0.20607 | 0.00050875 | 0.00060375 | 0.00051025 | 0.0005005 | 0.037717 | 0.0075156 | 0.03949 | 0.00097979 | 0.51366 | 0.00051698 | 0.033608 | 0.00050688 | 0.00050688 | 0.013652 | 0.47101 | 0 | 0.027362 | 0.00051025 | 0.00051025 | 0.25748 | 0.0099294 | 0.011535 | 0.6165 | 0.644 | 0.77169 | 0.56425 | 0.39616 | 0.39616 | 0.37456 | 0.5075 | 0.50775 | 0.5075 | 0.50775 | 0.5075 | 0.015389 | 0.014893 | 0.665 | 0.026393 | 0.5125 | 0.5125 | 0.026007 | 0.024736 | 0.10787 | 0.03132 | 0.038604 | 0.013612 | 0.0027875 | 0.0069317 | 0.0082261 | 0.00050681 | 0.0025396 | 0.00050681 | 0.0074473 | 0.00050681 | 0.00099925 | 0.00051366 | 0.26214 | 0.032897 | 0.47157 | 0.013559 | 0.0069781 | 0.0069781 | 0 | 0.027268 | 0.03139 | 0.031143 | 0.019684 | 0.0098657 | 0.013686 | 0.0083998 | 0.0087745 | 0.010514 | 0.0076879 | 0.0050681 | 0.0050681 | 0.0050681 | 0.5075 | 0.50775 | 0.5075 | 0.50775 | 0.5075 | 0.015279 | 0.01479 | 0.0090606 | 0.14484 | 0.0069828 | 0.0069828 | 0.13185 | 0.024975 | 0.23431 | 0.02975 | 0.068236 | 0.013605 | 0.0054612 | 0.017375 | 0.20599 | 0.00099294 | 0.0034875 | 0.00099294 | 0.092507 | 0.00099294 | 0.000999 | 0.031866 | 0.034952 | 0.032334 | 0.059975 | 0.03208 | 0.040884 | 0.040884 | 0 | 0.027135 | 0.055862 | 0.055399 | 0.019514 | 0.0098657 | 0.020978 | 0.2313 | 0.2859 | 0.5394 | 0.12756 | 0.0099294 | 0.0099294 | 0.0099294 | 0.014894 | 0.01539 | 0.014894 | 0.01539 | 0.014894 | 0.015124 | 0.014643 | 0.32759 | 0.089661 | 0.024821 | 0.024821 | 0.064393 | 0.024963 | 0.14676 | 0.089764 | 0.0030143
6: Mooring-mooring clashing | 0.039034 | 0.017866 | 0.013605 | 0.0054261 | 0.033257 | 0.25924 | 0.00098654 | 0.00099901 | 0.00098657 | 0.091392 | 0.0020439 | 0.00099848 | 0.027271 | 0.041232 | 0.032905 | 0.013565 | 0.013565 | 0.027221 | 0.013548 | 0 | 0.027268 | 0.031056 | 0.031056 | 0.019516 | 0.0098657 | 0.027584 | 0.22838 | 0.28227 | 0.53247 | 0.12599 | 0.025475 | 0.025475 | 0.0098657 | 0.035779 | 0.043019 | 0.035779 | 0.036522 | 0.035779 | 0.015279 | 0.014789 | 0.32342 | 0.069506 | 0.024587 | 0.024587 | 0.055028 | 0.041365 | 0.13901 | 0.029771 | 0.067841 | 0.013605 | 0.0054261 | 0.017239 | 0.20339 | 0.00098657 | 0.0039804 | 0.00098657 | 0.091392 | 0.00098657 | 0.00099901 | 0.048124 | 0.041697 | 0.032341 | 0.013548 | 0.04807 | 0.013548 | 0.013548 | 0 | 0.02702 | 0.055539 | 0.055079 | 0.019516 | 0.0098657 | 0.020879 | 0.22838 | 0.28226 | 0.53247 | 0.12599 | 0.0098657 | 0.0098657 | 0.0098657 | 0.014789 | 0.015279 | 0.014789 | 0.015279 | 0.014789 | 0.014989 | 0.014516 | 0.32341 | 0.091555 | 0.024587 | 0.024587 | 0.066527 | 0.024963 | 0.14946 | 0.029769 | 0.067869 | 0.013605 | 0.0054286 | 0.017248 | 0.20358 | 0.00098702 | 0.0039836 | 0.00098702 | 0.091472 | 0.00098702 | 0.00099901 | 0.027284 | 0.047528 | 0.032341 | 0.025639 | 0.013385 | 0.013574 | 0.013574 | 0 | 0.02727 | 0.055562 | 0.055102 | 0.019516 | 0.0098657 | 0.020886 | 0.22859 | 0.28252 | 0.53297 | 0.1261 | 0.0098702 | 0.0098702 | 0.0098702 | 0.02874 | 0.029487 | 0.02874 | 0.029487 | 0.02874 | 0.015281 | 0.014791 | 0.32371 | 0.093461 | 0.024604 | 0.024604 | 0.068514 | 0.024963 | 0.15192 | 0.038809 | 0.018532 | 0.013612 | 0.0054612 | 0.019286 | 0.22131 | 0.00050688 | 0.00099925 | 0.00099294 | 0.0075156 | 0.00095035 | 0.00099903 | 0.0070628 | 0.037821 | 0.033101 | 0.0069695 | 0.0069695 | 0.013609 | 0.0136 | 0 | 0.027316 | 0.022548 | 0.022548 | 0.019514 | 0.0098657 | 0.021944 | 0.2313 | 0.2859 | 0.5394 | 0.12756 | 0.01354 | 0.01354 | 0.0099294 | 0.02058 | 0.024609 | 0.02058 | 0.021149 | 0.02058 | 0.015335 | 0.014842 | 0.32759 | 0.060511 | 0.024821 | 0.024821 | 0.049815 | 0.036707 | 0.1339 | 0.038078 | 0.014255 | 0.012671 | 0.0054612 | 0.097122 | 0.44198 | 0.072241 | 0.00050688 | 0.0012787 | 0.54659 | 0.0037305 | 0.00099764 | 0.51366 | 0.0071085 | 0.031081 | 0.0069781 | 0.50688 | 0.0069781 | 0.0069781 | 0 | 0.023708 | 0.11028 | 0.11028 | 0.051835 | 0.0098702 | 0.055498 | 0.2313 | 0.2859 | 0.5394 | 0.12756 | 0.24776 | 0.24776 | 0.0099294 | 0.33543 | 0.0069816 | 0.33543 | 0.33813 | 0.0069781 | 0.01113 | 0.010883 | 0.33947 | 0.024493 | 0.028315 | 0.028315 | 0.024493 | 0.080616 | 0.10262 | 0.025187 | 0.010659 | 0.00050681 | 0.14466 | 0.50875 | 0.60375 | 0.00050688 | 0.0005005 | 0.02655 | 0.0075156 | 0.00054659 | 0.00099923 | 0.0070628 | 0.51698 | 0.021873 | 0.0069695 | 0.0069695 | 0.0069695 | 0.47045 | 0 | 0.020137 | 0.51025 | 0.51025 |  | 0.0099294 | 0.22307 | 0.24129 | 0.2968 | 0.55457 | 0.13581 | 0.505 | 0.505 | 0.010746 | 0.5075 | 0.50775 | 0.5075 | 0.50775 | 0.5075 | 0.0069816 | 0.0069781 | 0.62755 | 0.44068 | 0.44131 | 0.44131 | 0.36486 | 0.27401 | 0.44721 | 0.39259 | 0.50975 | 0.00050681 | 0.0027775 | 0.50875 | 0.60375 | 0.072241 | 0.19583 | 0.000505 | 0.54659 | 0.5005 | 0.00074975 | 1 | 0.0071085 | 0.51698 | 0.0070628 | 0.0070628 | 0.50688 | 0.50687 | 0 | 0.50687 | 0.010598 | 0.010598 | 0.51 | 0.0099294 | 0.22307 | 0.0033907 | 0.003542 | 0.0042443 | 0.0031034 | 0.0050688 | 0.0050688 | 0.0027775 | 0.0077048 | 0.0079617 | 0.0077048 | 0.0079617 | 0.0077048 | 0.0069816 | 0.0069781 | 0.022589 | 0.012925 | 0.012925 | 0.012925 | 0.012925 | 0.010506 | 0.018767 | 0.025187 | 0.010659 | 0.00050681 | 0.14466 | 0.50875 | 0.60375 | 0.00050688 | 0.0005005 | 0.02655 | 0.0075156 | 0.00054659 | 0.00099923 | 0.0070628 | 0.51698 | 0.021873 | 0.0069695 | 0.0069695 | 0.0069695 | 0.47045 | 0 | 0.020137 | 0.51025 | 0.51025 |  | 0.0099294 | 0.22307 | 0.24129 | 0.2968 | 0.55457 | 0.13581 | 0.505 | 0.505 | 0.010746 | 0.5075 | 0.50775 | 0.5075 | 0.50775 | 0.5075 | 0.0069816 | 0.0069781 | 0.62755 | 0.44068 | 0.44131 | 0.44131 | 0.36486 | 0.27401 | 0.44721 | 0.038078 | 0.014255 | 0.012671 | 0.0054612 | 0.097122 | 0.44198 | 0.072241 | 0.00050688 | 0.0012787 | 0.54659 | 0.0037305 | 0.00099764 | 0.51366 | 0.0071085 | 0.031081 | 0.0069781 | 0.50688 | 0.0069781 | 0.0069781 | 0 | 0.023708 | 0.11028 | 0.11028 | 0.051835 | 0.0098702 | 0.055498 | 0.2313 | 0.2859 | 0.5394 | 0.12756 | 0.24776 | 0.24776 | 0.0099294 | 0.33543 | 0.0069816 | 0.33543 | 0.33813 | 0.0069781 | 0.01113 | 0.010883 | 0.33947 | 0.024493 | 0.028315 | 0.028315 | 0.024493 | 0.080616 | 0.10262 | 0.038809 | 0.018532 | 0.013612 | 0.0054612 | 0.019286 | 0.22131 | 0.00050688 | 0.00099925 | 0.00099294 | 0.0075156 | 0.00095035 | 0.00099903 | 0.0070628 | 0.037821 | 0.033101 | 0.0069695 | 0.0069695 | 0.013609 | 0.0136 | 0 | 0.027316 | 0.022548 | 0.022548 | 0.019514 | 0.0098657 | 0.021944 | 0.2313 | 0.2859 | 0.5394 | 0.12756 | 0.01354 | 0.01354 | 0.0099294 | 0.02058 | 0.024609 | 0.02058 | 0.021149 | 0.02058 | 0.015335 | 0.014842 | 0.32759 | 0.060511 | 0.024821 | 0.024821 | 0.049815 | 0.036707 | 0.1339 | 0.12006 | 0.1168
6: Mooring-cable clashing | 0.029771 | 0.067841 | 0.013605 | 0.0054261 | 0.017239 | 0.20339 | 0.00098654 | 0.0039804 | 0.00098657 | 0.091392 | 0.00098657 | 0.00099901 | 0.027271 | 0.04171 | 0.032341 | 0.013565 | 0.013565 | 0.013548 | 0.013548 | 0 | 0.027268 | 0.055539 | 0.055079 | 0.019516 | 0.0098657 | 0.020879 | 0.22838 | 0.28227 | 0.53247 | 0.12599 | 0.0098657 | 0.0098657 | 0.0098657 | 0.014789 | 0.015279 | 0.014789 | 0.015279 | 0.014789 | 0.015279 | 0.014789 | 0.32342 | 0.091559 | 0.024587 | 0.024587 | 0.066531 | 0.024963 | 0.14947 | 0.029771 | 0.067841 | 0.013605 | 0.0054261 | 0.017239 | 0.20339 | 0.00098657 | 0.0039804 | 0.00098657 | 0.091392 | 0.00098657 | 0.00099901 | 0.027271 | 0.041698 | 0.032341 | 0.013548 | 0.070777 | 0.013548 | 0.013548 | 0 |  | 0.055539 | 0.055079 | 0.019516 | 0.0098657 | 0.020879 | 0.22838 | 0.28227 | 0.53247 | 0.12599 | 0.0098657 | 0.0098657 | 0.0098657 | 0.014789 | 0.015279 | 0.014789 | 0.015279 | 0.014789 | 0.014798 | 0.014336 | 0.32342 | 0.091555 | 0.024587 | 0.024587 | 0.066527 | 0.024963 | 0.14946 | 0.029771 | 0.067841 | 0.013605 | 0.0054261 | 0.017239 | 0.20339 | 0.00098657 | 0.0034716 | 0.00098657 | 0.091392 | 0.00098657 | 0.00099901 | 0.027271 | 0.041706 | 0.032341 | 0.013565 | 0.013565 | 0.053837 | 0.047335 | 0 | 0.027268 | 0.055539 | 0.055079 | 0.019516 | 0.0098657 | 0.020879 | 0.22838 | 0.28226 | 0.53247 | 0.12599 | 0.0098657 | 0.0098657 | 0.0098657 | 0.014789 | 0.015279 | 0.014789 | 0.015279 | 0.014789 | 0.015279 | 0.014789 | 0.32341 | 0.091558 | 0.024587 | 0.024587 | 0.06653 | 0.024963 | 0.14946 | 0.02975 | 0.068149 | 0.013605 | 0.0054612 | 0.017375 | 0.20599 | 0.00098973 | 0.0039947 | 0.00099294 | 0.091951 | 0.00099294 | 0.000999 | 0.026983 | 0.041736 | 0.032335 | 0.013609 | 0.013609 | 0.013548 | 0.013548 | 0 | 0.027268 | 0.055794 | 0.055331 | 0.019514 | 0.0098657 | 0.020978 | 0.2313 | 0.2859 | 0.5394 | 0.12756 | 0.0099294 | 0.0099294 | 0.0099294 | 0.014894 | 0.01539 | 0.014894 | 0.01539 | 0.014894 | 0.015279 | 0.014789 | 0.32759 | 0.091793 | 0.024821 | 0.024821 | 0.066659 | 0.024963 | 0.14958 | 0.03132 | 0.038604 | 0.013612 | 0.0027875 | 0.0069317 | 0.0082261 | 0.00050681 | 0.0025396 | 0.00050681 | 0.0074473 | 0.00050681 | 0.00099925 | 0.00051366 | 0.038077 | 0.032897 | 0.0069781 | 0.025955 | 0.0069781 | 0.0069781 | 0 | 0.027179 | 0.03139 | 0.031143 | 0.019684 | 0.0098657 | 0.013686 | 0.0083998 | 0.0087745 | 0.010514 | 0.0076879 | 0.0050681 | 0.0050681 | 0.0050681 | 0.0069147 | 0.0069181 | 0.0069147 | 0.0069181 | 0.0069147 | 0.015175 | 0.014691 | 0.0090606 | 0.068624 | 0.0069828 | 0.0069828 | 0.053972 | 0.024975 | 0.13769 | 0.068404 | 0.010659 | 0.00050681 | 0.0027875 | 0.50875 | 0.60375 | 0.00050688 | 0.0005005 | 0.00050681 | 0.0075156 | 0.067638 | 0.00096575 | 0.00051366 | 0.51698 | 0.021873 | 0.0069695 | 0.0069695 | 0.013609 | 0.471 | 0 | 0.027316 | 0.51025 | 0.51025 | 0.019684 | 0.0099294 | 0.22307 | 0.0083998 | 0.0087745 | 0.010514 | 0.0076879 | 0.505 | 0.505 | 0.0050681 | 0.5075 | 0.50775 | 0.5075 | 0.50775 | 0.5075 | 0.015335 | 0.014842 | 0.0090606 | 0.44068 | 0.0069828 | 0.0069828 | 0.36486 | 0.29002 | 0.44721 | 0.070735 | 0.010659 | 0.00050681 | 0.50275 | 0.50875 | 0.60375 | 0.00051025 | 0.5005 | 0.5005 | 0.54659 | 0.067638 | 0.00096575 | 0.0070628 | 1 | 0.010598 | 0.0071085 | 0.50688 | 0.50687 | 0.50687 | 0 | 0.50687 | 0.010598 | 0.010598 | 0.51 | 0.0050681 | 0.0060375 | 0.0083998 | 0.0087745 | 0.010514 | 0.0076879 | 0.0050687 | 0.0050687 | 0.0050681 | 0.0077548 | 0.0080133 | 0.0077548 | 0.0080133 | 0.0077548 | 0.0069816 | 0.0069781 | 0.022589 | 0.012925 | 0.012925 | 0.012925 | 0.012925 | 0.010506 | 0.018767 | 0.076172 | 0.018532 | 0.00050681 | 0.40099 | 0.00050875 | 0.00060375 | 0.00051025 | 0.0005005 | 0.5005 | 0.0075156 | 0.076871 | 0.00096114 | 0.51366 | 0.00051698 | 0.010598 | 0.00050688 | 0.00050688 | 0.0069695 | 0.47045 | 0 | 0.020137 | 0.00051025 | 0.00051025 | 0.39148 | 0.0050681 | 0.47823 | 0.6165 | 0.644 | 0.77169 | 0.56425 | 0.505 | 0.505 | 0.505 | 0.5075 | 0.50775 | 0.5075 | 0.50775 | 0.5075 | 0.0069816 | 0.0069781 | 0.665 | 0.5125 | 0.5125 | 0.5125 | 0.5125 | 0.010506 | 0.5525 | 0.03132 | 0.038604 | 0.013612 | 0.0027875 | 0.0069317 | 0.0082261 | 0.00050681 | 0.0025396 | 0.00050681 | 0.0074473 | 0.00050681 | 0.00099925 | 0.00051366 | 0.27916 | 0.032897 | 0.50687 | 0.0070628 | 0.0069781 | 0.0069781 | 0 | 0.027315 | 0.03139 | 0.031143 | 0.019684 | 0.0098657 | 0.013686 | 0.0083998 | 0.0087745 | 0.010514 | 0.0076879 | 0.0050681 | 0.0050681 | 0.0050681 | 0.5075 | 0.50775 | 0.5075 | 0.50775 | 0.5075 | 0.015334 | 0.014841 | 0.0090606 | 0.15063 | 0.0069828 | 0.0069828 | 0.13776 | 0.024975 | 0.24165 | 0.03132 | 0.038604 | 0.013612 | 0.0027875 | 0.0069317 | 0.0082261 | 0.00050681 | 0.0022757 | 0.00050681 | 0.0074473 | 0.00050681 | 0.00099925 | 0.031397 | 0.034483 | 0.032897 | 0.035455 | 0.022254 | 0.026433 | 0.026433 | 0 | 0.027206 | 0.03139 | 0.031143 | 0.019684 | 0.0098657 | 0.013686 | 0.0083998 | 0.0087745 | 0.010514 | 0.0076879 | 0.0050681 | 0.0050681 | 0.0050681 | 0.0069147 | 0.0069181 | 0.0069147 | 0.0069181 | 0.0069147 | 0.015206 | 0.014721 | 0.0090606 | 0.067402 | 0.0069828 | 0.0069828 | 0.052723 | 0.024975 | 0.13614 | 0.098226 | 0.11435
6: Anchor-cable clashing | 0.029771 | 0.067841 | 0.013605 | 0.0054261 | 0.017239 | 0.20339 | 0.00098657 | 0.0034716 | 0.00098657 | 0.091392 | 0.00098657 | 0.00099901 | 0.028291 | 0.034946 | 0.032341 | 0.056333 | 0.028504 | 0.040697 | 0.040697 | 0 | 0.027161 | 0.055539 | 0.055079 | 0.019516 | 0.0098657 | 0.020879 | 0.22838 | 0.28227 | 0.53247 | 0.12599 | 0.0098657 | 0.0098657 | 0.0098657 | 0.014789 | 0.015279 | 0.014789 | 0.015279 | 0.014789 | 0.015154 | 0.014671 | 0.32342 | 0.089371 | 0.024587 | 0.024587 | 0.064239 | 0.024963 | 0.14662 | 0.029771 | 0.067841 | 0.013605 | 0.0054261 | 0.017239 | 0.20339 | 0.00098657 | 0.0039804 | 0.00098657 | 0.091392 | 0.00098657 | 0.00099901 | 0.027271 | 0.041619 | 0.032341 | 0.013385 | 0.013385 | 0.013548 | 0.013548 | 0 | 0.02727 | 0.055539 | 0.055079 | 0.019516 | 0.0098657 | 0.020879 | 0.22838 | 0.28227 | 0.53247 | 0.12599 | 0.0098657 | 0.0098657 | 0.0098657 | 0.029189 | 0.029936 | 0.029189 | 0.029936 | 0.029189 | 0.015281 | 0.014791 | 0.32342 | 0.09153 | 0.024587 | 0.024587 | 0.066501 | 0.024963 | 0.14943 | 0.029771 | 0.067841 | 0.013605 | 0.0054261 | 0.017239 | 0.20339 | 0.00098657 | 0.0034716 | 0.00098657 | 0.091392 | 0.00098657 | 0.00099901 | 0.028291 | 0.034946 | 0.032341 | 0.056333 | 0.028504 | 0.040697 | 0.040697 | 0 | 0.027161 | 0.055539 | 0.055079 | 0.019516 | 0.0098657 | 0.020879 | 0.22838 | 0.28226 | 0.53247 | 0.12599 | 0.0098657 | 0.0098657 | 0.0098657 | 0.014789 | 0.015279 | 0.014789 | 0.015279 | 0.014789 | 0.015154 | 0.014671 | 0.32341 | 0.089371 | 0.024587 | 0.024587 | 0.064239 | 0.024963 | 0.14662 | 0.029771 | 0.067841 | 0.013605 | 0.0054261 | 0.017239 | 0.20339 | 0.00098657 | 0.0039804 | 0.00098657 | 0.091392 | 0.00098657 | 0.00099901 | 0.027284 | 0.041619 | 0.032341 | 0.013385 | 0.013385 | 0.013548 | 0.013548 | 0 | 0.02727 | 0.055539 | 0.055079 | 0.019516 | 0.0098657 | 0.020879 | 0.22838 | 0.28226 | 0.53247 | 0.12599 | 0.0098657 | 0.0098657 | 0.0098657 | 0.029196 | 0.029942 | 0.029196 | 0.029942 | 0.029196 | 0.015281 | 0.014791 | 0.32341 | 0.09153 | 0.024587 | 0.024587 | 0.066501 | 0.024963 | 0.14943 | 0.03132 | 0.038604 | 0.013612 | 0.0027875 | 0.0069317 | 0.0082261 | 0.00050681 | 0.0022757 | 0.00050681 | 0.0074473 | 0.00050681 | 0.00099925 | 0.027824 | 0.034483 | 0.032897 | 0.032037 | 0.018784 | 0.026433 | 0.026433 | 0 | 0.027231 | 0.03139 | 0.031143 | 0.019684 | 0.0098657 | 0.32506 | 0.0083998 | 0.0087745 | 0.010514 | 0.0076879 | 0.0050681 | 0.0050681 | 0.0050681 | 0.0069147 | 0.0069181 | 0.0069147 | 0.0069181 | 0.0069147 | 0.015235 | 0.014748 | 0.0090606 | 0.067402 | 0.0069828 | 0.0069828 | 0.052723 | 0.024975 | 0.13614 | 0.03132 | 0.038604 | 0.013612 | 0.0027875 | 0.0069317 | 0.0082261 | 0.00050681 | 0.0022757 | 0.00050681 | 0.0074473 | 0.00050681 | 0.00099925 | 0.00051366 | 0.038113 | 0.032897 | 0.0070628 | 0.0070628 | 0.46928 | 0.46824 | 0 | 0.027315 | 0.03139 | 0.031143 | 0.019684 | 0.0098657 | 0.013686 | 0.0083998 | 0.0087745 | 0.010514 | 0.0076879 | 0.0050681 | 0.0050681 | 0.0050681 | 0.5075 | 0.50775 | 0.5075 | 0.50775 | 0.5075 | 0.015334 | 0.014841 | 0.0090606 | 0.068637 | 0.0069828 | 0.0069828 | 0.053984 | 0.024975 | 0.13771 | 0.033846 | 0.31415 | 0.00050681 | 0.0027875 | 0.50875 | 0.60375 | 0.00051025 | 0.0005005 | 0.5005 | 0.54659 | 0.00050681 | 0.00099925 | 0.00051366 | 0.010598 | 1 | 0.50688 | 0.00050688 | 0.50688 | 0.50687 | 0 | 0.020137 | 0.010598 | 0.010598 | 0.51 | 0.0050681 | 0.0060375 | 0.0083998 | 0.0087745 | 0.010514 | 0.0076879 | 0.505 | 0.505 | 0.0050681 | 0.0077548 | 0.0080133 | 0.0077548 | 0.0080133 | 0.0077548 | 0.0069816 | 0.0069781 | 0.665 | 0.012925 | 0.012925 | 0.012925 | 0.012925 | 0.010506 | 0.018767 | 0.065918 | 0.36991 | 0.00050681 | 0.40099 | 0.00050875 | 0.00060375 | 0.00051025 | 0.0005005 | 0.5005 | 0.54659 | 0.072908 | 0.00096312 | 0.51366 | 0.00051698 | 0.010598 | 0.00050688 | 0.00050688 | 0.0069695 | 0.47045 | 0 | 0.020137 | 0.00051025 | 0.00051025 | 0.39148 | 0.0050681 | 0.47823 | 0.6165 | 0.644 | 0.77169 | 0.56425 | 0.505 | 0.505 | 0.505 | 0.5075 | 0.50775 | 0.5075 | 0.50775 | 0.5075 | 0.0069816 | 0.0069781 | 0.665 | 0.5125 | 0.5125 | 0.5125 | 0.5125 | 0.010506 | 0.5525 | 0.03132 | 0.038604 | 0.013612 | 0.0027875 | 0.0069317 | 0.0082261 | 0.00050681 | 0.0022757 | 0.00050681 | 0.0074473 | 0.00050681 | 0.00099925 | 0.00051366 | 0.038113 | 0.032897 | 0.0070628 | 0.0070628 | 0.46928 | 0.46824 | 0 | 0.027315 | 0.03139 | 0.031143 | 0.019684 | 0.0098657 | 0.013686 | 0.0083998 | 0.0087745 | 0.010514 | 0.0076879 | 0.0050681 | 0.0050681 | 0.0050681 | 0.5075 | 0.50775 | 0.5075 | 0.50775 | 0.5075 | 0.015334 | 0.014841 | 0.0090606 | 0.068637 | 0.0069828 | 0.0069828 | 0.053984 | 0.024975 | 0.13771 | 0.03132 | 0.038604 | 0.013612 | 0.0027875 | 0.0069317 | 0.0082261 | 0.00050681 | 0.0022757 | 0.00050681 | 0.0074473 | 0.00050681 | 0.00099925 | 0.028077 | 0.034483 | 0.032897 | 0.032037 | 0.018784 | 0.026433 | 0.026433 | 0 | 0.027231 | 0.03139 | 0.031143 | 0.019684 | 0.0098657 | 0.013686 | 0.0083998 | 0.0087745 | 0.010514 | 0.0076879 | 0.0050681 | 0.0050681 | 0.0050681 | 0.0069147 | 0.0069181 | 0.0069147 | 0.0069181 | 0.0069147 | 0.015235 | 0.014748 | 0.0090606 | 0.067402 | 0.0069828 | 0.0069828 | 0.052723 | 0.024975 | 0.13614 | 0.091896 | 0.030555
6: Change in mooring profile | 0.039034 | 0.017866 | 0.013605 | 0.0054261 | 0.033257 | 0.25924 | 0.00098654 | 0.00099901 | 0.00098657 | 0.091392 | 0.0020439 | 0.00099848 | 0.027271 | 0.041232 | 0.032905 | 0.013565 | 0.013565 | 0.027221 | 0.013548 | 0 | 0.027268 | 0.031056 | 0.031056 | 0.019516 | 0.0098657 | 0.027584 | 0.22838 | 0.28227 | 0.53247 | 0.12599 | 0.025475 | 0.025475 | 0.0098657 | 0.035779 | 0.043019 | 0.035779 | 0.036522 | 0.035779 | 0.015279 | 0.014789 | 0.32342 | 0.069506 | 0.024587 | 0.024587 | 0.055028 | 0.041365 | 0.13901 | 0.029771 | 0.067841 | 0.013605 | 0.0054261 | 0.017239 | 0.20339 | 0.00098657 | 0.0039804 | 0.00098657 | 0.091392 | 0.00098657 | 0.00099901 | 0.048124 | 0.041697 | 0.032341 | 0.013548 | 0.04807 | 0.013548 | 0.013548 | 0 | 0.02702 | 0.055539 | 0.055079 | 0.019516 | 0.0098657 | 0.020879 | 0.22838 | 0.28226 | 0.53247 | 0.12599 | 0.0098657 | 0.0098657 | 0.0098657 | 0.014789 | 0.015279 | 0.014789 | 0.015279 | 0.014789 | 0.014989 | 0.014516 | 0.32341 | 0.091555 | 0.024587 | 0.024587 | 0.066527 | 0.024963 | 0.14946 | 0.029769 | 0.067869 | 0.013605 | 0.0054286 | 0.017248 | 0.20358 | 0.00098702 | 0.0039836 | 0.00098702 | 0.091472 | 0.00098702 | 0.00099901 | 0.027284 | 0.047528 | 0.032341 | 0.025639 | 0.013385 | 0.013574 | 0.013574 | 0 | 0.02727 | 0.055562 | 0.055102 | 0.019516 | 0.0098657 | 0.020886 | 0.22859 | 0.28252 | 0.53297 | 0.1261 | 0.0098702 | 0.0098702 | 0.0098702 | 0.02874 | 0.029487 | 0.02874 | 0.029487 | 0.02874 | 0.015281 | 0.014791 | 0.32371 | 0.093461 | 0.024604 | 0.024604 | 0.068514 | 0.024963 | 0.15192 | 0.038809 | 0.018532 | 0.013612 | 0.0054612 | 0.019286 | 0.22131 | 0.00050688 | 0.00099925 | 0.00099294 | 0.0075156 | 0.00095035 | 0.00099903 | 0.0070628 | 0.037821 | 0.033101 | 0.0069695 | 0.0069695 | 0.013609 | 0.013548 | 0 | 0.027316 | 0.022548 | 0.022548 | 0.019514 | 0.0098657 | 0.021944 | 0.2313 | 0.2859 | 0.5394 | 0.12756 | 0.01354 | 0.01354 | 0.0099294 | 0.02058 | 0.024609 | 0.02058 | 0.021149 | 0.02058 | 0.015335 | 0.014842 | 0.32759 | 0.060511 | 0.024821 | 0.024821 | 0.049815 | 0.036707 | 0.1339 | 0.038078 | 0.014255 | 0.012671 | 0.0054612 | 0.097122 | 0.44198 | 0.072241 | 0.00050688 | 0.0012787 | 0.54659 | 0.0037305 | 0.00099764 | 0.51366 | 0.0071085 | 0.031081 | 0.0069781 | 0.50688 | 0.0069781 | 0.0069781 | 0 | 0.023708 | 0.11028 | 0.11028 | 0.051835 | 0.0098702 | 0.055498 | 0.2313 | 0.2859 | 0.5394 | 0.12756 | 0.24776 | 0.24776 | 0.0099294 | 0.33543 | 0.0069816 | 0.33543 | 0.33813 | 0.0069781 | 0.01113 | 0.010883 | 0.33947 | 0.024493 | 0.028315 | 0.028315 | 0.024493 | 0.080616 | 0.10262 | 0.025187 | 0.010659 | 0.00050681 | 0.022864 | 0.50875 | 0.60375 | 0.00050688 | 0.0005005 | 0.0044071 | 0.0075156 | 0.00054659 | 0.00099923 | 0.0070628 | 0.51698 | 0.021873 | 0.0069695 | 0.0069695 | 0.013609 | 0.40861 | 0 | 0.027316 | 0.51025 | 0.51025 | 0.37714 | 0.0099294 | 0.22307 | 0.24129 | 0.2968 | 0.55457 | 0.13581 | 0.062136 | 0.062136 | 0.010746 | 0.28557 | 0.50775 | 0.28557 | 0.29498 | 0.5075 | 0.015335 | 0.014842 | 0.62755 | 0.44068 | 0.44131 | 0.44131 | 0.36486 | 0.27401 | 0.44721 | 0.39259 | 0.50975 | 0.00050681 | 0.0027775 | 0.50875 | 0.60375 | 0.1411 | 0.19583 | 0.000505 | 0.54659 | 0.5005 | 0.00074975 | 0.0070628 | 0.0071085 | 0.010598 | 1 | 0.0069695 | 0.50688 | 0.0069816 | 0 | 0.50687 | 0.010598 | 0.010598 | 0.51 | 0.0099294 | 0.0060375 | 0.0033908 | 0.003542 | 0.0042443 | 0.0031034 | 0.0050688 | 0.0050688 | 0.0027775 | 0.5075 | 0.0069816 | 0.5075 | 0.50775 | 0.0069781 | 0.0069816 | 0.0069781 | 0.022589 | 0.012925 | 0.012925 | 0.012925 | 0.012925 | 0.010506 | 0.018767 | 0.025187 | 0.010659 | 0.00050681 | 0.022864 | 0.50875 | 0.60375 | 0.00051025 | 0.0005005 | 0.0044071 | 0.0075156 | 0.00054659 | 0.00099923 | 0.0070628 | 0.51698 | 0.021873 | 0.0069695 | 0.0069695 | 0.013609 | 0.40861 | 0 | 0.027316 | 0.51025 | 0.51025 | 0.37714 | 0.0099294 | 0.22307 | 0.24129 | 0.2968 | 0.55457 | 0.13581 | 0.062136 | 0.062136 | 0.010746 | 0.28557 | 0.50775 | 0.28557 | 0.29498 | 0.5075 | 0.015335 | 0.014842 | 0.62755 | 0.44068 | 0.44131 | 0.44131 | 0.36486 | 0.27401 | 0.44721 | 0.038078 | 0.014255 | 0.012671 | 0.0054612 | 0.097122 | 0.44198 | 0.072241 | 0.00050688 | 0.0012787 | 0.54659 | 0.0037305 | 0.00099764 | 0.51366 | 0.0071085 | 0.031081 | 0.0069781 | 0.50688 | 0.0069781 | 0.0069781 | 0 | 0.023708 | 0.11028 | 0.11028 | 0.051835 | 0.0098702 | 0.055498 | 0.2313 | 0.2859 | 0.5394 | 0.12756 | 0.24776 | 0.24776 | 0.0099294 | 0.33543 | 0.0069816 | 0.33543 | 0.33813 | 0.0069781 | 0.01113 | 0.010883 | 0.33947 | 0.024493 | 0.028315 | 0.028315 | 0.024493 | 0.080616 | 0.10262 | 0.03889 | 0.018532 | 0.013612 | 0.0054612 | 0.019602 | 0.22225 | 0.00050688 | 0.00099925 | 0.00099294 | 0.0075156 | 0.0011109 | 0.00099895 | 0.0070628 | 0.037821 | 0.033101 | 0.0069695 | 0.0069695 | 0.013609 | 0.013548 | 0 | 0.027316 | 0.022548 | 0.022548 | 0.019514 | 0.0098657 | 0.022072 | 0.2313 | 0.2859 | 0.5394 | 0.12756 | 0.013781 | 0.013781 | 0.0099294 | 0.020892 | 0.024922 | 0.020892 | 0.021464 | 0.020892 | 0.015335 | 0.014842 | 0.32759 | 0.060511 | 0.024821 | 0.024821 | 0.049815 | 0.036783 | 0.1339 | 0.11458 | 0.06324
6: Excess mooring loads | 0.039034 | 0.017866 | 0.013605 | 0.0054261 | 0.033257 | 0.25924 | 0.00098654 | 0.00099901 | 0.00098657 | 0.091392 | 0.0020439 | 0.00099848 | 0.027271 | 0.041232 | 0.032905 | 0.013565 | 0.013565 | 0.027221 | 0.013548 | 0 | 0.027268 | 0.031056 | 0.031056 | 0.019516 | 0.0098657 | 0.027584 | 0.22838 | 0.28227 | 0.53247 | 0.12599 | 0.025475 | 0.025475 | 0.0098657 | 0.035779 | 0.043019 | 0.035779 | 0.036522 | 0.035779 | 0.015279 | 0.014789 | 0.32342 | 0.069506 | 0.024587 | 0.024587 | 0.055028 | 0.041365 | 0.13901 | 0.029771 | 0.067841 | 0.013605 | 0.0054261 | 0.017239 | 0.20339 | 0.00098657 | 0.0039804 | 0.00098657 | 0.091392 | 0.00098657 | 0.00099901 | 0.048124 | 0.041697 | 0.032341 | 0.013548 | 0.04807 | 0.013548 | 0.013548 | 0 | 0.02702 | 0.055539 | 0.055079 | 0.019516 | 0.0098657 | 0.020879 | 0.22838 | 0.28226 | 0.53247 | 0.12599 | 0.0098657 | 0.0098657 | 0.0098657 | 0.014789 | 0.015279 | 0.014789 | 0.015279 | 0.014789 | 0.014989 | 0.014516 | 0.32341 | 0.091555 | 0.024587 | 0.024587 | 0.066527 | 0.024963 | 0.14946 | 0.029769 | 0.067869 | 0.013605 | 0.0054286 | 0.017248 | 0.20358 | 0.00098702 | 0.0039836 | 0.00098702 | 0.091472 | 0.00098702 | 0.00099901 | 0.027284 | 0.047528 | 0.032341 | 0.025639 | 0.013385 | 0.013574 | 0.013574 | 0 | 0.02727 | 0.055562 | 0.055102 | 0.019516 | 0.0098657 | 0.020886 | 0.22859 | 0.28252 | 0.53297 | 0.1261 | 0.0098702 | 0.0098702 | 0.0098702 | 0.02874 | 0.029487 | 0.02874 | 0.029487 | 0.02874 | 0.015281 | 0.014791 | 0.32371 | 0.093461 | 0.024604 | 0.024604 | 0.068514 | 0.024963 | 0.15192 | 0.029238 | 0.018532 | 0.013612 | 0.014784 | 0.019286 | 0.22131 | 0.00050688 | 0.00099925 | 0.0031893 | 0.0075156 | 0.00095035 | 0.00099903 | 0.0070628 | 0.037821 | 0.033101 | 0.0069695 | 0.0069695 | 0.013609 | 0.071994 | 0 | 0.027316 | 0.022548 | 0.022548 | 0.097014 | 0.0098657 | 0.021944 | 0.25411 | 0.30867 | 0.56199 | 0.15045 | 0.01354 | 0.01354 | 0.020449 | 0.02058 | 0.024609 | 0.02058 | 0.021149 | 0.02058 | 0.015335 | 0.014842 | 0.3757 | 0.060511 | 0.073419 | 0.073419 | 0.049815 | 0.036707 | 0.1339 | 0.063883 | 0.014255 | 0.012671 | 0.0027875 | 0.50875 | 0.60375 | 0.072241 | 0.00050688 | 0.03745 | 0.54659 | 0.054649 | 0.00097223 | 0.51366 | 0.0071085 | 0.031081 | 0.0069781 | 0.50688 | 0.0069781 | 0.0069781 | 0 | 0.023708 | 0.11028 | 0.11028 | 0.24851 | 0.0098702 | 0.22307 | 0.0083998 | 0.0087745 | 0.010514 | 0.0076879 | 0.47986 | 0.47986 | 0.0050681 | 0.5075 | 0.0069816 | 0.5075 | 0.50775 | 0.0069781 | 0.01113 | 0.010883 | 0.665 | 0.024493 | 0.5125 | 0.5125 | 0.024493 | 0.10269 | 0.10262 | 0.058565 | 0.018532 | 0.013612 | 0.0027875 | 0.50875 | 0.60375 | 0.00050688 | 0.00099925 | 0.00050681 | 0.0075156 | 0.039206 | 0.00097994 | 0.00051366 | 0.037821 | 0.033101 | 0.0069695 | 0.0069695 | 0.013609 | 0.471 | 0 | 0.027316 | 0.022548 | 0.022548 | 0.019684 | 0.0098657 | 0.22307 | 0.0083998 | 0.0087745 | 0.010514 | 0.0076879 | 0.39419 | 0.39419 | 0.0050681 | 0.5075 | 0.50775 | 0.5075 | 0.50775 | 0.5075 | 0.015335 | 0.014842 | 0.0090606 | 0.060511 | 0.0069828 | 0.0069828 | 0.049815 | 0.054926 | 0.1339 | 0.50975 | 0.50975 | 0.00050681 | 0.0027775 | 0.50875 | 0.60375 | 0.00050688 | 0.19583 | 0.000505 | 0.0075156 | 0.5005 | 0.0005005 | 0.0070628 | 0.0071085 | 0.0071085 | 0.0069695 | 1 | 0.0069695 | 0.50687 | 0 | 0.50687 | 0.51025 | 0.51025 | 0.51 | 0.0050681 | 0.47823 | 0.0033908 | 0.003542 | 0.0042443 | 0.0031034 | 0.0050688 | 0.0050688 | 0.0027775 | 0.0069781 | 0.0069816 | 0.0069781 | 0.0069816 | 0.0069781 | 0.0069816 | 0.0069781 | 0.665 | 0.012925 | 0.5125 | 0.5125 | 0.012925 | 0.5125 | 0.018767 | 0.058565 | 0.018532 | 0.013612 | 0.0027875 | 0.50875 | 0.60375 | 0.00050688 | 0.00099925 | 0.00050681 | 0.0075156 | 0.039206 | 0.00097994 | 0.00051366 | 0.037821 | 0.033101 | 0.0069695 | 0.0069695 | 0.013609 | 0.471 | 0 | 0.027316 | 0.022548 | 0.022548 | 0.019684 | 0.0098657 | 0.22307 | 0.0083998 | 0.0087745 | 0.010514 | 0.0076879 | 0.39419 | 0.39419 | 0.0050681 | 0.5075 | 0.50775 | 0.5075 | 0.50775 | 0.5075 | 0.015335 | 0.014842 | 0.0090606 | 0.060511 | 0.0069828 | 0.0069828 | 0.049815 | 0.054926 | 0.1339 | 0.063883 | 0.014255 | 0.012671 | 0.0027875 | 0.50875 | 0.60375 | 0.072241 | 0.00050688 | 0.03745 | 0.54659 | 0.054649 | 0.00097223 | 0.51366 | 0.0071085 | 0.031081 | 0.0069781 | 0.50688 | 0.0069781 | 0.0069781 | 0 | 0.023708 | 0.11028 | 0.11028 | 0.24851 | 0.0098702 | 0.22307 | 0.0083998 | 0.0087745 | 0.010514 | 0.0076879 | 0.47986 | 0.47986 | 0.0050681 | 0.5075 | 0.0069816 | 0.5075 | 0.50775 | 0.0069781 | 0.01113 | 0.010883 | 0.665 | 0.024493 | 0.5125 | 0.5125 | 0.024493 | 0.10269 | 0.10262 | 0.029238 | 0.018532 | 0.013612 | 0.014784 | 0.019286 | 0.22131 | 0.00050688 | 0.00099925 | 0.0031893 | 0.0075156 | 0.00095035 | 0.00099903 | 0.0070628 | 0.037821 | 0.033101 | 0.0069695 | 0.0069695 | 0.013609 | 0.071994 | 0 | 0.027316 | 0.022548 | 0.022548 | 0.097014 | 0.0098657 | 0.021944 | 0.25411 | 0.30867 | 0.56199 | 0.15045 | 0.01354 | 0.01354 | 0.020449 | 0.02058 | 0.024609 | 0.02058 | 0.021149 | 0.02058 | 0.015335 | 0.014842 | 0.3757 | 0.060511 | 0.073419 | 0.073419 | 0.049815 | 0.036707 | 0.1339 | 0.11064 | 0.10096
6: Mooring line nonfunctional | 0.029771 | 0.067841 | 0.013605 | 0.0054261 | 0.017239 | 0.20339 | 0.00098657 | 0.0034716 | 0.00098657 | 0.091392 | 0.00098657 | 0.00099901 | 0.028291 | 0.034946 | 0.032341 | 0.056333 | 0.028504 | 0.040697 | 0.040697 | 0 | 0.027161 | 0.055539 | 0.055079 | 0.019516 | 0.0098657 | 0.020879 | 0.22838 | 0.28227 | 0.53247 | 0.12599 | 0.0098657 | 0.0098657 | 0.0098657 | 0.014789 | 0.015279 | 0.014789 | 0.015279 | 0.014789 | 0.015154 | 0.014671 | 0.32342 | 0.089371 | 0.024587 | 0.024587 | 0.064239 | 0.024963 | 0.14662 | 0.029771 | 0.067841 | 0.013605 | 0.0054261 | 0.017239 | 0.20339 | 0.00098657 | 0.0039804 | 0.00098657 | 0.091392 | 0.00098657 | 0.00099901 | 0.027271 | 0.041619 | 0.032341 | 0.013385 | 0.013385 | 0.013548 | 0.013548 | 0 | 0.02727 | 0.055539 | 0.055079 | 0.019516 | 0.0098657 | 0.020879 | 0.22838 | 0.28227 | 0.53247 | 0.12599 | 0.0098657 | 0.0098657 | 0.0098657 | 0.029189 | 0.029936 | 0.029189 | 0.029936 | 0.029189 | 0.015281 | 0.014791 | 0.32342 | 0.09153 | 0.024587 | 0.024587 | 0.066501 | 0.024963 | 0.14943 | 0.02975 | 0.068236 | 0.013605 | 0.0054612 | 0.017375 | 0.20599 | 0.00099294 | 0.0034875 | 0.00099294 | 0.092507 | 0.00099294 | 0.000999 | 0.028297 | 0.034952 | 0.032334 | 0.056649 | 0.028632 | 0.040884 | 0.040884 | 0 | 0.02716 | 0.055862 | 0.055399 | 0.019514 | 0.0098657 | 0.020978 | 0.2313 | 0.2859 | 0.5394 | 0.12756 | 0.0099294 | 0.0099294 | 0.0099294 | 0.014894 | 0.01539 | 0.014894 | 0.01539 | 0.014894 | 0.015153 | 0.01467 | 0.32759 | 0.089661 | 0.024821 | 0.024821 | 0.064393 | 0.024963 | 0.14676 | 0.02975 | 0.068236 | 0.013605 | 0.0054612 | 0.017375 | 0.20599 | 0.00099294 | 0.0039963 | 0.00099294 | 0.092507 | 0.00099294 | 0.000999 | 0.00051366 | 0.041709 | 0.032334 | 0.013559 | 0.013559 | 0.013548 | 0.013548 | 0 | 0.027268 | 0.055862 | 0.055399 | 0.019514 | 0.0098657 | 0.020978 | 0.2313 | 0.2859 | 0.5394 | 0.12756 | 0.0099294 | 0.0099294 | 0.0099294 | 0.015651 | 0.016164 | 0.015651 | 0.016164 | 0.015651 | 0.015279 | 0.01479 | 0.32759 | 0.091845 | 0.024821 | 0.024821 | 0.066682 | 0.024963 | 0.1496 | 0.03132 | 0.50975 | 0.00050681 | 0.0027875 | 0.0069317 | 0.0082261 | 0.00050681 | 0.5005 | 0.00050681 | 0.0074473 | 0.00050681 | 0.00099925 | 0.51366 | 0.51698 | 0.021873 | 0.50688 | 0.50687 | 0.026433 | 0.026433 | 0 | 0.023708 | 0.51025 | 0.51025 | 0.019684 | 0.0099294 | 0.47823 | 0.0083998 | 0.0087745 | 0.010514 | 0.0076879 | 0.0050681 | 0.0050681 | 0.0050681 | 0.0069147 | 0.0069181 | 0.0069147 | 0.0069181 | 0.0069147 | 0.01113 | 0.010883 | 0.0090606 | 0.44068 | 0.0069828 | 0.0069828 | 0.36486 | 0.024975 | 0.44721 | 0.03132 | 0.50975 | 0.00050681 | 0.0027875 | 0.0069317 | 0.0082261 | 0.00050681 | 0.5005 | 0.00050681 | 0.0074473 | 0.00050681 | 0.00099925 | 0.00051366 | 0.51698 | 0.021873 | 0.0070628 | 0.0070628 | 0.46928 | 0.46824 | 0 | 0.027315 | 0.51025 | 0.51025 | 0.019684 | 0.0099294 | 0.47823 | 0.0083998 | 0.0087745 | 0.010514 | 0.0076879 | 0.0050681 | 0.0050681 | 0.0050681 | 0.5075 | 0.50775 | 0.5075 | 0.50775 | 0.5075 | 0.015334 | 0.014841 | 0.0090606 | 0.44068 | 0.0069828 | 0.0069828 | 0.36486 | 0.024975 | 0.44721 | 0.50975 | 0.010659 | 0.00050681 | 0.50275 | 0.50875 | 0.60375 | 0.00050688 | 0.00050688 | 0.0005005 | 0.0075156 | 0.00054659 | 0.0005005 | 0.51366 | 0.51698 | 0.010598 | 0.0069695 | 0.50687 | 1 | 0.0069816 | 0 | 0.020137 | 0.51025 | 0.51025 | 0.44761 | 0.0050681 | 0.47823 | 0.6165 | 0.644 | 0.77169 | 0.56425 | 0.0054659 | 0.0054659 | 0.505 | 0.5075 | 0.0069816 | 0.5075 | 0.50775 | 0.0069781 | 0.0069816 | 0.0069781 | 0.665 | 0.5125 | 0.5125 | 0.5125 | 0.5125 | 0.5125 | 0.5525 | 0.03132 | 0.50975 | 0.00050681 | 0.0027875 | 0.0069317 | 0.0082261 | 0.00050681 | 0.5005 | 0.00050681 | 0.0074473 | 0.00050681 | 0.00099925 | 0.00051366 | 0.51698 | 0.021873 | 0.0070628 | 0.0070628 | 0.46928 | 0.46824 | 0 | 0.027315 | 0.51025 | 0.51025 | 0.019684 | 0.0099294 | 0.47823 | 0.0083998 | 0.0087745 | 0.010514 | 0.0076879 | 0.0050681 | 0.0050681 | 0.0050681 | 0.5075 | 0.50775 | 0.5075 | 0.50775 | 0.5075 | 0.015334 | 0.014841 | 0.0090606 | 0.44068 | 0.0069828 | 0.0069828 | 0.36486 | 0.024975 | 0.44721 | 0.03132 | 0.50975 | 0.00050681 | 0.0027875 | 0.0069317 | 0.0082261 | 0.00050681 | 0.5005 | 0.00050681 | 0.0074473 | 0.00050681 | 0.00099925 | 0.51366 | 0.51698 | 0.021873 | 0.50688 | 0.50687 | 0.026433 | 0.026433 | 0 | 0.023708 | 0.51025 | 0.51025 | 0.019684 | 0.0099294 | 0.47823 | 0.0083998 | 0.0087745 | 0.010514 | 0.0076879 | 0.0050681 | 0.0050681 | 0.0050681 | 0.0069147 | 0.0069181 | 0.0069147 | 0.0069181 | 0.0069147 | 0.01113 | 0.010883 | 0.0090606 | 0.44068 | 0.0069828 | 0.0069828 | 0.36486 | 0.024975 | 0.44721 | 0.02975 | 0.068236 | 0.013605 | 0.0054612 | 0.017375 | 0.20599 | 0.00099294 | 0.0039963 | 0.00099294 | 0.092507 | 0.00099294 | 0.000999 | 0.00051366 | 0.041709 | 0.032334 | 0.013559 | 0.013559 | 0.013548 | 0.013548 | 0 | 0.027268 | 0.055862 | 0.055399 | 0.019514 | 0.0098657 | 0.020978 | 0.2313 | 0.2859 | 0.5394 | 0.12756 | 0.0099294 | 0.0099294 | 0.0099294 | 0.015651 | 0.016164 | 0.015651 | 0.016164 | 0.015651 | 0.015279 | 0.01479 | 0.32759 | 0.091845 | 0.024821 | 0.024821 | 0.066682 | 0.024963 | 0.1496 | 0.12285 | 0.061717
6: Shared line nonfunctional | 0.029771 | 0.067841 | 0.013605 | 0.0054261 | 0.017239 | 0.20339 | 0.00098657 | 0.0039804 | 0.00098657 | 0.091392 | 0.00098657 | 0.00099901 | 0.027271 | 0.041698 | 0.032341 | 0.013548 | 0.049029 | 0.013548 | 0.013548 | 0 | 0.027013 | 0.055539 | 0.055079 | 0.019516 | 0.0098657 | 0.020879 | 0.22838 | 0.28227 | 0.53247 | 0.12599 | 0.0098657 | 0.0098657 | 0.0098657 | 0.014789 | 0.015279 | 0.014789 | 0.015279 | 0.014789 | 0.014981 | 0.014509 | 0.32342 | 0.091555 | 0.024587 | 0.024587 | 0.066527 | 0.024963 | 0.14946 | 0.029771 | 0.067841 | 0.013605 | 0.0054261 | 0.017239 | 0.20339 | 0.00098657 | 0.0034716 | 0.00098657 | 0.091392 | 0.00098657 | 0.00099901 | 0.027271 | 0.034946 | 0.032341 | 0.063794 | 0.035999 | 0.040697 | 0.040697 | 0 | 0.027107 | 0.055539 | 0.055079 | 0.019516 | 0.0098657 | 0.020879 | 0.22838 | 0.28226 | 0.53247 | 0.12599 | 0.0098657 | 0.0098657 | 0.0098657 | 0.014789 | 0.015279 | 0.014789 | 0.015279 | 0.014789 | 0.015091 | 0.014612 | 0.32341 | 0.089371 | 0.024587 | 0.024587 | 0.064239 | 0.024963 | 0.14662 | 0.039034 | 0.017866 | 0.013605 | 0.0054261 | 0.033259 | 0.25924 | 0.00098651 | 0.00099901 | 0.00098657 | 0.091388 | 0.0020441 | 0.00099848 | 0.027284 | 0.041232 | 0.032905 | 0.013565 | 0.013565 | 0.027243 | 0.013548 | 0 | 0.027268 | 0.031056 | 0.031056 | 0.019516 | 0.0098657 | 0.027585 | 0.22838 | 0.28226 | 0.53247 | 0.12599 | 0.025477 | 0.025477 | 0.0098657 | 0.035786 | 0.043025 | 0.035786 | 0.036529 | 0.035786 | 0.015279 | 0.014789 | 0.32341 | 0.069505 | 0.024587 | 0.024587 | 0.055027 | 0.041365 | 0.13901 | 0.03132 | 0.038604 | 0.013612 | 0.0027875 | 0.0069317 | 0.0082261 | 0.00050681 | 0.0027793 | 0.00050681 | 0.0074473 | 0.00050681 | 0.00099925 | 0.041461 | 0.041266 | 0.032897 | 0.0136 | 0.032124 | 0.0136 | 0.0136 | 0 | 0.027135 | 0.03139 | 0.031143 | 0.019684 | 0.0098657 | 0.013686 | 0.0083998 | 0.0087745 | 0.010514 | 0.0076879 | 0.0050681 | 0.0050681 | 0.0050681 | 0.0069147 | 0.0069181 | 0.0069147 | 0.0069181 | 0.0069147 | 0.015123 | 0.014642 | 0.0090606 | 0.069709 | 0.0069828 | 0.0069828 | 0.05508 | 0.024975 | 0.13907 | 0.03132 | 0.038604 | 0.013612 | 0.0027875 | 0.0069317 | 0.0082261 | 0.00050681 | 0.0027793 | 0.00050681 | 0.0074473 | 0.00050681 | 0.00099925 | 0.00051366 | 0.038113 | 0.032897 | 0.0070628 | 0.0070628 | 0.0136 | 0.0136 | 0 | 0.027315 | 0.03139 | 0.031143 | 0.019684 | 0.0098657 | 0.013686 | 0.0083998 | 0.0087745 | 0.010514 | 0.0076879 | 0.0050681 | 0.0050681 | 0.0050681 | 0.5075 | 0.50775 | 0.5075 | 0.50775 | 0.5075 | 0.015334 | 0.014841 | 0.0090606 | 0.068637 | 0.0069828 | 0.0069828 | 0.053984 | 0.024975 | 0.13771 | 0.50975 | 0.010659 | 0.00050681 | 0.50275 | 0.50875 | 0.60375 | 0.00050688 | 0.0005005 | 0.5005 | 0.0075156 | 0.00054659 | 0.0005005 | 0.0070628 | 0.51698 | 0.010598 | 0.0069695 | 0.0069695 | 0.0069695 | 0.47045 | 0 | 0.020137 | 0.51025 | 0.51025 | 0.44761 | 0.0050681 | 0.47823 | 0.6165 | 0.644 | 0.77169 | 0.56425 | 0.505 | 0.505 | 0.505 | 0.5075 | 0.50775 | 0.5075 | 0.50775 | 0.5075 | 0.0069816 | 0.0069781 | 0.665 | 0.5125 | 0.5125 | 0.5125 | 0.5125 | 0.5125 | 0.5525 | 0.50975 | 0.010659 | 0.00050681 | 0.50275 | 0.50875 | 0.60375 | 0.00050688 | 0.0005005 | 0.5005 | 0.0075156 | 0.00054659 | 0.0005005 | 0.0070628 | 0.51698 | 0.010598 | 0.0069695 | 0.0069695 | 0.0069695 | 1 | 0 | 0.020137 | 0.51025 | 0.51025 | 0.44761 | 0.0050681 | 0.47823 | 0.6165 | 0.644 | 0.77169 | 0.56425 | 0.505 | 0.505 | 0.505 | 0.5075 | 0.50775 | 0.5075 | 0.50775 | 0.5075 | 0.0069816 | 0.0069781 | 0.665 | 0.5125 | 0.5125 | 0.5125 | 0.5125 | 0.5125 | 0.5525 | 0.025187 | 0.010659 | 0.00050681 | 0.45337 | 0.50875 | 0.60375 | 0.00050688 | 0.0005005 | 0.5005 | 0.0075156 | 0.00054659 | 0.00099923 | 0.0070628 | 0.51698 | 0.010598 | 0.0069695 | 0.0069695 | 0.0069695 | 0.47045 | 0 | 0.020137 | 0.51025 | 0.51025 | 0.44761 | 0.0050681 | 0.47823 | 0.6165 | 0.644 | 0.77169 | 0.56425 | 0.505 | 0.505 | 0.505 | 0.5075 | 0.50775 | 0.5075 | 0.50775 | 0.5075 | 0.0069816 | 0.0069781 | 0.665 | 0.5125 | 0.5125 | 0.5125 | 0.5125 | 0.5125 | 0.5525 | 0.03132 | 0.038604 | 0.013612 | 0.0027875 | 0.0069317 | 0.0082261 | 0.00050681 | 0.0027793 | 0.00050681 | 0.0074473 | 0.00050681 | 0.00099925 | 0.00051366 | 0.038113 | 0.032897 | 0.0070628 | 0.0070628 | 0.0136 | 0.0136 | 0 | 0.027315 | 0.03139 | 0.031143 | 0.019684 | 0.0098657 | 0.013686 | 0.0083998 | 0.0087745 | 0.010514 | 0.0076879 | 0.0050681 | 0.0050681 | 0.0050681 | 0.5075 | 0.50775 | 0.5075 | 0.50775 | 0.5075 | 0.015334 | 0.014841 | 0.0090606 | 0.068637 | 0.0069828 | 0.0069828 | 0.053984 | 0.024975 | 0.13771 | 0.03132 | 0.038604 | 0.013612 | 0.0027875 | 0.0069317 | 0.0082261 | 0.00050681 | 0.0027793 | 0.00050681 | 0.0074473 | 0.00050681 | 0.00099925 | 0.041461 | 0.041266 | 0.032897 | 0.0136 | 0.032124 | 0.0136 | 0.0136 | 0 | 0.027135 | 0.03139 | 0.031143 | 0.019684 | 0.0098657 | 0.013686 | 0.0083998 | 0.0087745 | 0.010514 | 0.0076879 | 0.0050681 | 0.0050681 | 0.0050681 | 0.0069147 | 0.0069181 | 0.0069147 | 0.0069181 | 0.0069147 | 0.015123 | 0.014642 | 0.0090606 | 0.069709 | 0.0069828 | 0.0069828 | 0.05508 | 0.024975 | 0.13907 | 0.1387 | 0.11553
6: Excess Anchor Loads | 0 | 0 | 0 | 0 | 0 | 0 | 0 | 0 | 0 | 0 | 0 | 0 | 0 | 0 | 0 | 0 | 0 | 0 | 0 | 0 | 0 | 0 | 0 | 0 | 0 | 0 | 0 | 0 | 0 | 0 | 0 | 0 | 0 | 0 | 0 | 0 | 0 | 0 | 0 | 0 | 0 | 0 | 0 | 0 | 0 | 0 | 0 | 0 | 0 | 0 | 0 | 0 | 0 | 0 | 0 | 0 | 0 | 0 | 0 | 0 | 0 | 0 | 0 | 0 | 0 | 0 | 0 | 0 | 0 | 0 | 0 | 0 | 0 | 0 | 0 | 0 | 0 | 0 | 0 | 0 | 0 | 0 | 0 | 0 | 0 | 0 | 0 | 0 | 0 | 0 | 0 | 0 | 0 | 0 | 0 | 0 | 0 | 0 | 0 | 0 | 0 | 0 | 0 | 0 | 0 | 0 | 0 | 0 | 0 | 0 | 0 | 0 | 0 | 0 | 0 | 0 | 0 | 0 | 0 | 0 | 0 | 0 | 0 | 0 | 0 | 0 | 0 | 0 | 0 | 0 | 0 | 0 | 0 | 0 | 0 | 0 | 0 | 0 | 0 | 0 | 0 | 0 | 0 | 0 | 0 | 0 | 0 | 0 | 0 | 0 | 0 | 0 | 0 | 0 | 0 | 0 | 0 | 0 | 0 | 0 | 0 | 0 | 0 | 0 | 0 | 0 | 0 | 0 | 0 | 0 | 0 | 0 | 0 | 0 | 0 | 0 | 0 | 0 | 0 | 0 | 0 | 0 | 0 | 0 | 0 | 0 | 0 | 0 | 0 | 0 | 0 | 0 | 0 | 0 | 0 | 0 | 0 | 0 | 0 | 0 | 0 | 0 | 0 | 0 | 0 | 0 | 0 | 0 | 0 | 0 | 0 | 0 | 0 | 0 | 0 | 0 | 0 | 0 | 0 | 0 | 0 | 0 | 0 | 0 | 0 | 0 | 0 | 0 | 0 | 0 | 0 | 0 | 0 | 0 | 0 | 0 | 0 | 0 | 0 | 0 | 0 | 0 | 0 | 0 | 0 | 0 | 0 | 0 | 0 | 0 | 0 | 0 | 0 | 0 | 0 | 0 | 0 | 0 | 0 | 0 | 0 | 0 | 0 | 0 | 0 | 0 | 0 | 0 | 0 | 0 | 0 | 0 | 0 | 0 | 0 | 0 | 0 | 0 | 0 | 0 | 0 | 0 | 0 | 0 | 0 | 0 | 0 | 0 | 0 | 0 | 0 | 0 | 0 | 0 | 0 | 0 | 0 | 0 | 0 | 0 | 0 | 1 | 0 | 0 | 0 | 0 | 0 | 0 | 0 | 0 | 0 | 0 | 0 | 0 | 0 | 0 | 0 | 0 | 0 | 0 | 0 | 0 | 0 | 0 | 0 | 0 | 0 | 0 | 0 | 0 | 0 | 0 | 0 | 0 | 0 | 0 | 0 | 0 | 0 | 0 | 0 | 0 | 0 | 0 | 0 | 0 | 0 | 0 | 0 | 0 | 0 | 0 | 0 | 0 | 0 | 0 | 0 | 0 | 0 | 0 | 0 | 0 | 0 | 0 | 0 | 0 | 0 | 0 | 0 | 0 | 0 | 0 | 0 | 0 | 0 | 0 | 0 | 0 | 0 | 0 | 0 | 0 | 0 | 0 | 0 | 0 | 0 | 0 | 0 | 0 | 0 | 0 | 0 | 0 | 0 | 0 | 0 | 0 | 0 | 0 | 0 | 0 | 0 | 0 | 0 | 0 | 0 | 0 | 0 | 0 | 0 | 0 | 0 | 0 | 0 | 0 | 0 | 0 | 0 | 0 | 0 | 0 | 0 | 0 | 0 | 0 | 0 | 0 | 0 | 0 | 0 | 0 | 0 | 0 | 0 | 0 | 0 | 0 | 0 | 0 | 0 | 0 | 0 | 0 | 0 | 0 | 0 | 0 | 0 | 0 | 0 | 0 | 0 | 0 | 0 | 0 | 0 | 0 | 0 | 0 | 0 | 0 | 0 | 0 | 0 | 0 | 0 | 0 | 0 | 0 | 0.0021277 | 0.0021277
6: Anchor dragging | 0.039034 | 0.017866 | 0.013605 | 0.0054261 | 0.033257 | 0.25924 | 0.00098654 | 0.00099901 | 0.00098657 | 0.091392 | 0.0020439 | 0.00099848 | 0.027271 | 0.041232 | 0.032905 | 0.013565 | 0.013565 | 0.027221 | 0.013548 | 0 | 0.027268 | 0.031056 | 0.031056 | 0.019516 | 0.0098657 | 0.027584 | 0.22838 | 0.28227 | 0.53247 | 0.12599 | 0.025475 | 0.025475 | 0.0098657 | 0.035779 | 0.043019 | 0.035779 | 0.036522 | 0.035779 | 0.015279 | 0.014789 | 0.32342 | 0.069506 | 0.024587 | 0.024587 | 0.055028 | 0.041365 | 0.13901 | 0.029771 | 0.067841 | 0.013605 | 0.0054261 | 0.017239 | 0.20339 | 0.00098657 | 0.0039804 | 0.00098657 | 0.091392 | 0.00098657 | 0.00099901 | 0.042091 | 0.041698 | 0.032341 | 0.013548 | 0.048059 | 0.013548 | 0.013548 | 0 | 0.02702 | 0.055539 | 0.055079 | 0.019516 | 0.0098657 | 0.020879 | 0.22838 | 0.28227 | 0.53247 | 0.12599 | 0.0098657 | 0.0098657 | 0.0098657 | 0.014789 | 0.015279 | 0.014789 | 0.015279 | 0.014789 | 0.014989 | 0.014516 | 0.32342 | 0.091555 | 0.024587 | 0.024587 | 0.066527 | 0.024963 | 0.14946 | 0.02977 | 0.067856 | 0.013605 | 0.0054274 | 0.017244 | 0.20349 | 0.00098681 | 0.003981 | 0.00098681 | 0.091434 | 0.00098681 | 0.00099901 | 0.027271 | 0.04836 | 0.032341 | 0.027375 | 0.013385 | 0.013549 | 0.013549 | 0 | 0.02727 | 0.055551 | 0.055091 | 0.019516 | 0.0098657 | 0.020883 | 0.22849 | 0.2824 | 0.53273 | 0.12605 | 0.0098681 | 0.0098681 | 0.0098681 | 0.028953 | 0.029699 | 0.028953 | 0.029699 | 0.028953 | 0.015281 | 0.014791 | 0.32357 |  | 0.024596 | 0.024596 | 0.068791 | 0.024963 | 0.15227 | 0.038495 | 0.017862 | 0.013605 | 0.0054261 | 0.026632 | 0.25402 | 0.00098973 | 0.00099901 | 0.00098657 | 0.091951 | 0.000916 | 0.00099904 | 0.026983 | 0.041255 | 0.032904 | 0.013609 | 0.013609 | 0.013564 | 0.013548 | 0 | 0.027268 | 0.031113 | 0.031113 | 0.019516 | 0.0098657 | 0.025167 | 0.22838 | 0.28226 | 0.53247 | 0.12599 | 0.020212 | 0.020212 | 0.0098657 | 0.029116 | 0.036468 | 0.029116 | 0.02986 | 0.029116 | 0.015279 | 0.014789 | 0.32341 | 0.069565 | 0.024587 | 0.024587 | 0.055062 | 0.04086 | 0.13905 | 0.03132 | 0.11836 | 0.013117 | 0.0027875 | 0.0069317 | 0.0082261 | 0.038207 | 0.00098973 | 0.00050681 | 0.54659 | 0.00050681 | 0.00099925 | 0.034357 | 0.033549 | 0.030794 | 0.0069781 | 0.02075 | 0.0069781 | 0.0069781 | 0 | 0.027217 | 0.12273 | 0.1225 | 0.019684 | 0.0098681 | 0.013686 | 0.0083998 | 0.0087745 | 0.010514 | 0.0076879 | 0.0050681 | 0.0050681 | 0.0050681 | 0.0069147 | 0.50775 | 0.0069147 | 0.0069181 | 0.5075 | 0.015219 | 0.014733 | 0.0090606 | 0.024185 | 0.0069828 | 0.0069828 | 0.024185 | 0.024975 | 0.10038 | 0.058565 | 0.018532 | 0.013612 | 0.0027875 | 0.50875 | 0.60375 | 0.00050688 | 0.00099925 | 0.00050681 | 0.0075156 | 0.039206 | 0.00097994 | 0.00051366 | 0.037821 | 0.033101 | 0.0069695 | 0.0069695 | 0.013609 | 0.471 | 0 | 0.027316 | 0.022548 | 0.022548 | 0.019684 | 0.0098657 | 0.22307 | 0.0083998 | 0.0087745 | 0.010514 | 0.0076879 | 0.39419 | 0.39419 | 0.0050681 | 0.5075 | 0.50775 | 0.5075 | 0.50775 | 0.5075 | 0.015335 | 0.014842 | 0.0090606 | 0.060511 | 0.0069828 | 0.0069828 | 0.049815 | 0.054926 | 0.1339 | 0.11482 | 0.11463 | 0.00050681 | 0.0027775 | 0.50875 | 0.60375 | 0.00051025 | 0.5005 | 0.000505 | 0.54659 | 0.06789 | 0.00096562 | 0.0070628 | 0.0071085 | 0.0071085 | 0.0069695 | 0.0069695 | 0.50688 | 0.0069816 | 0 | 1 | 0.010598 | 0.010598 | 0.51 | 0.0050681 | 0.0060375 | 0.6165 | 0.644 | 0.77169 | 0.56425 | 0.0050688 | 0.0050688 | 0.37335 | 0.5075 | 0.0069816 | 0.5075 | 0.50775 | 0.0069781 | 0.0069816 | 0.0069781 | 0.665 | 0.012925 | 0.012925 | 0.012925 | 0.012925 | 0.010506 | 0.018767 | 0.076172 | 0.018532 | 0.00050681 | 0.40099 | 0.00050875 | 0.00060375 | 0.00051025 | 0.0005005 | 0.5005 | 0.0075156 | 0.076871 | 0.00096114 | 0.51366 | 0.00051698 | 0.010598 | 0.00050688 | 0.00050688 | 0.0069695 | 0.47045 | 0 | 0.020137 | 0.00051025 | 0.00051025 | 0.39148 | 0.0050681 | 0.47823 | 0.6165 | 0.644 | 0.77169 | 0.56425 | 0.505 | 0.505 | 0.505 | 0.5075 | 0.50775 | 0.5075 | 0.50775 | 0.5075 | 0.0069816 | 0.0069781 | 0.665 | 0.5125 | 0.5125 | 0.5125 | 0.5125 | 0.010506 | 0.5525 | 0.03132 | 0.11836 | 0.013117 | 0.0027875 | 0.0069317 | 0.0082261 | 0.038207 | 0.00098973 | 0.00050681 | 0.54659 | 0.00050681 | 0.00099925 | 0.00051366 | 0.033549 | 0.030794 | 0.0069781 | 0.26551 | 0.0069781 | 0.0069781 | 0 | 0.025452 | 0.12273 | 0.1225 | 0.019684 | 0.0098681 | 0.013686 | 0.0083998 | 0.0087745 | 0.010514 | 0.0076879 | 0.0050681 | 0.0050681 | 0.0050681 | 0.5075 | 0.50775 | 0.5075 | 0.50775 | 0.5075 | 0.01316 | 0.012794 | 0.0090606 | 0.024185 | 0.0069828 | 0.0069828 | 0.024185 | 0.024975 | 0.10038 | 0.03132 | 0.038604 | 0.013612 | 0.0027875 | 0.0069317 | 0.0082261 | 0.00050681 | 0.0022757 | 0.00050681 | 0.0074473 | 0.00050681 | 0.00099925 | 0.026983 | 0.04127 | 0.032897 | 0.013609 | 0.013609 | 0.033104 | 0.026433 | 0 | 0.027268 | 0.03139 | 0.031143 | 0.019684 | 0.0098657 | 0.013686 | 0.0083998 | 0.0087745 | 0.010514 | 0.0076879 | 0.0050681 | 0.0050681 | 0.0050681 | 0.0069147 | 0.0069181 | 0.0069147 | 0.0069181 | 0.0069147 | 0.015279 | 0.014789 | 0.0090606 | 0.069711 | 0.0069828 | 0.0069828 | 0.055082 | 0.024975 | 0.13907 | 0.10158 | 0.058444
6: Change in cable profile | 0.029771 | 0.067841 | 0.013605 | 0.0054261 | 0.017239 | 0.20339 | 0.00098657 | 0.0034716 | 0.00098657 | 0.091392 | 0.00098657 | 0.00099901 | 0.028776 | 0.034946 | 0.032341 | 0.062625 | 0.0351 | 0.047303 | 0.047303 | 0 | 0.027113 | 0.055539 | 0.055079 | 0.019516 | 0.0098657 | 0.020879 | 0.22838 | 0.28227 | 0.53247 | 0.12599 | 0.0098657 | 0.0098657 | 0.0098657 | 0.014789 | 0.015279 | 0.014789 | 0.015279 | 0.014789 | 0.015098 | 0.014619 | 0.32342 | 0.089371 | 0.024587 | 0.024587 | 0.064239 | 0.024963 | 0.14662 | 0.029771 |  | 0.013605 | 0.0054261 | 0.017239 | 0.20339 | 0.00098657 |  | 0.00098657 | 0.091392 | 0.00098657 | 0.00099901 | 0.027271 | 0.047957 | 0.032341 | 0.02654 | 0.013385 | 0.013561 | 0.013561 | 0 | 0.02727 | 0.055539 | 0.055079 | 0.019516 | 0.0098657 | 0.020879 | 0.22838 | 0.28226 | 0.53247 | 0.12599 | 0.0098657 | 0.0098657 | 0.0098657 | 0.029191 | 0.029937 | 0.029191 | 0.029937 | 0.029191 | 0.015281 | 0.014791 | 0.32342 |  | 0.024587 | 0.024587 |  | 0.024963 |  | 0.029771 | 0.067841 | 0.013605 | 0.0054261 | 0.017239 | 0.20339 | 0.00098657 | 0.0034716 | 0.00098657 | 0.091392 | 0.00098657 | 0.00099901 | 0.028666 | 0.034946 | 0.032341 | 0.062631 | 0.035106 | 0.040697 | 0.040697 | 0 | 0.027113 | 0.055539 | 0.055079 | 0.019516 | 0.0098657 | 0.020879 | 0.22838 | 0.28226 | 0.53247 | 0.12599 | 0.0098657 | 0.0098657 | 0.0098657 | 0.014789 | 0.015279 | 0.014789 | 0.015279 | 0.014789 | 0.015098 | 0.014619 | 0.32341 | 0.089371 | 0.024587 | 0.024587 | 0.064239 | 0.024963 | 0.14662 | 0.02975 | 0.061796 | 0.013608 | 0.0054612 | 0.017375 | 0.20599 | 0.00075962 | 0.0038813 | 0.00099294 | 0.051713 | 0.00099294 | 0.000999 | 0.027284 | 0.15756 | 0.032449 | 0.25417 | 0.25417 | 0.013574 | 0.013574 | 0 | 0.025534 | 0.050872 | 0.050407 | 0.019514 | 0.0098657 | 0.020978 | 0.2313 | 0.2859 | 0.5394 | 0.12756 | 0.0099294 | 0.0099294 | 0.0099294 | 0.022841 | 0.023594 | 0.022841 | 0.023594 | 0.022841 | 0.013255 | 0.012884 | 0.32759 |  | 0.024821 | 0.024821 |  | 0.024963 |  | 0.03132 | 0.038604 | 0.013612 | 0.0027875 | 0.0069317 | 0.0082261 | 0.00050681 | 0.0022757 | 0.00050681 | 0.0074473 | 0.00050681 | 0.00099925 | 0.51366 | 0.034483 | 0.032897 | 0.5068 | 0.018784 | 0.48021 | 0.48021 | 0 | 0.027231 | 0.03139 | 0.031143 | 0.019684 | 0.0098657 | 0.013686 | 0.0083998 | 0.0087745 | 0.010514 | 0.0076879 | 0.0050681 | 0.0050681 | 0.0050681 | 0.0069147 | 0.0069181 | 0.0069147 | 0.0069181 | 0.0069147 | 0.015235 | 0.014748 | 0.0090606 | 0.067402 | 0.0069828 | 0.0069828 | 0.052723 | 0.024975 | 0.13614 | 0.03132 | 0.038614 | 0.00050681 | 0.0027875 | 0.0069317 | 0.0082261 | 0.00050688 | 0.5005 | 0.00050681 | 0.0075156 | 0.00050681 | 0.00099925 | 0.00051366 | 0.51698 | 0.021873 | 0.50688 | 0.50688 | 0.48806 | 0.46824 | 0 | 0.023708 | 0.51025 | 0.51025 | 0.019684 | 0.0099294 | 0.013686 | 0.0083998 | 0.0087745 | 0.010514 | 0.0076879 | 0.0050681 | 0.0050681 | 0.0050681 | 0.5075 | 0.50775 | 0.5075 | 0.50775 | 0.5075 | 0.01113 | 0.010883 | 0.0090606 | 0.44068 | 0.0069828 | 0.0069828 | 0.36486 | 0.024975 | 0.44721 | 0.033846 | 0.34767 | 0.00050681 | 0.0027875 | 0.50875 | 0.015094 | 0.00051025 | 0.0005005 | 0.5005 | 0.54659 | 0.00050681 | 0.00099925 | 0.51366 | 0.010598 | 0.010598 | 0.0071085 | 0.50687 | 0.50687 | 0.50687 | 0 | 0.50687 | 1 | 0.01046 | 0.01025 | 0.0050681 | 0.0060375 | 0.0083998 | 0.0087745 | 0.010514 | 0.0076879 | 0.505 | 0.505 | 0.0050681 | 0.0077548 | 0.0080133 | 0.0077548 | 0.0080133 | 0.0077548 | 0.0069816 | 0.0069781 | 0.013633 | 0.010506 | 0.010506 | 0.010506 | 0.5125 | 0.010506 | 0.5525 | 0.065918 | 0.36991 | 0.00050681 | 0.40099 | 0.00050875 | 0.00060375 | 0.00051025 | 0.0005005 | 0.5005 | 0.54659 | 0.072908 | 0.00096312 | 0.51366 | 0.00051698 | 0.010598 | 0.00050688 | 0.00050688 | 0.0069695 | 0.47045 | 0 | 0.020137 | 0.00051025 | 0.00051025 | 0.39148 | 0.0050681 | 0.47823 | 0.6165 | 0.644 | 0.77169 | 0.56425 | 0.505 | 0.505 | 0.505 | 0.5075 | 0.50775 | 0.5075 | 0.50775 | 0.5075 | 0.0069816 | 0.0069781 | 0.665 | 0.5125 | 0.5125 | 0.5125 | 0.5125 | 0.010506 | 0.5525 | 0.03132 | 0.038604 | 0.013612 | 0.0027875 | 0.0069317 | 0.0082261 | 0.00050681 | 0.0022757 | 0.00050681 | 0.0074473 | 0.00050681 | 0.00099925 | 0.00051366 | 0.038113 | 0.032897 | 0.0070628 | 0.0070628 | 0.50547 | 0.50526 | 0 | 0.027315 | 0.03139 | 0.031143 | 0.019684 | 0.0098657 | 0.013686 | 0.0083998 | 0.0087745 | 0.010514 | 0.0076879 | 0.0050681 | 0.0050681 | 0.0050681 | 0.5075 | 0.50775 | 0.5075 | 0.50775 | 0.5075 | 0.015334 | 0.014841 | 0.0090606 | 0.068637 | 0.0069828 | 0.0069828 | 0.053984 | 0.024975 | 0.13771 | 0.03132 | 0.038604 | 0.013612 | 0.0027875 | 0.0069317 | 0.0082261 | 0.00050681 | 0.0022757 | 0.00050681 | 0.0074473 | 0.00050681 | 0.00099925 | 0.028077 | 0.034483 | 0.032897 | 0.032037 | 0.018784 | 0.026433 | 0.026433 | 0 | 0.027231 | 0.03139 | 0.031143 | 0.019684 | 0.0098657 | 0.013686 | 0.0083998 | 0.0087745 | 0.010514 | 0.0076879 | 0.0050681 | 0.0050681 | 0.0050681 | 0.0069147 | 0.0069181 | 0.0069147 | 0.0069181 | 0.0069147 | 0.015235 | 0.014748 | 0.0090606 | 0.067402 | 0.0069828 | 0.0069828 | 0.052723 | 0.024975 | 0.13614 | 0.10597 | 0.11424
6: Excessive load on cable | 0.029771 | 0.067841 | 0.013605 | 0.0054261 | 0.017239 | 0.20339 | 0.00098657 | 0.0034716 | 0.00098657 | 0.091392 | 0.00098657 | 0.00099901 | 0.028291 | 0.034946 | 0.032341 | 0.056333 | 0.028504 | 0.040697 | 0.040697 | 0 | 0.027161 | 0.055539 | 0.055079 | 0.019516 | 0.0098657 | 0.020879 | 0.22838 | 0.28227 | 0.53247 | 0.12599 | 0.0098657 | 0.0098657 | 0.0098657 | 0.014789 | 0.015279 | 0.014789 | 0.015279 | 0.014789 | 0.015154 | 0.014671 | 0.32342 | 0.089371 | 0.024587 | 0.024587 | 0.064239 | 0.024963 | 0.14662 | 0.029771 | 0.067841 | 0.013605 | 0.0054261 | 0.017239 | 0.20339 | 0.00098657 | 0.0039804 | 0.00098657 | 0.091392 | 0.00098657 | 0.00099901 | 0.027271 | 0.041619 | 0.032341 | 0.013385 | 0.013385 | 0.013548 | 0.013548 | 0 | 0.02727 | 0.055539 | 0.055079 | 0.019516 | 0.0098657 | 0.020879 | 0.22838 | 0.28227 | 0.53247 | 0.12599 | 0.0098657 | 0.0098657 | 0.0098657 | 0.029189 | 0.029936 | 0.029189 | 0.029936 | 0.029189 | 0.015281 | 0.014791 | 0.32342 | 0.09153 | 0.024587 | 0.024587 | 0.066501 | 0.024963 | 0.14943 | 0.02975 | 0.068236 | 0.013605 | 0.0054612 | 0.017375 | 0.20599 | 0.00099294 | 0.0034875 | 0.00099294 | 0.092507 | 0.00099294 | 0.000999 | 0.028297 | 0.034952 | 0.032334 | 0.056649 | 0.028632 | 0.040884 | 0.040884 | 0 | 0.02716 | 0.055862 | 0.055399 | 0.019514 | 0.0098657 | 0.020978 | 0.2313 | 0.2859 | 0.5394 | 0.12756 | 0.0099294 | 0.0099294 | 0.0099294 | 0.014894 | 0.01539 | 0.014894 | 0.01539 | 0.014894 | 0.015153 | 0.01467 | 0.32759 | 0.089661 | 0.024821 | 0.024821 | 0.064393 | 0.024963 | 0.14676 | 0.02975 | 0.068236 | 0.013605 | 0.0054612 | 0.017375 | 0.20599 | 0.00099294 | 0.0039963 | 0.00099294 | 0.092507 | 0.00099294 | 0.000999 | 0.00051366 | 0.041709 | 0.032334 | 0.013559 | 0.013559 | 0.013548 | 0.013548 | 0 | 0.027268 | 0.055862 | 0.055399 | 0.019514 | 0.0098657 | 0.020978 | 0.2313 | 0.2859 | 0.5394 | 0.12756 | 0.0099294 | 0.0099294 | 0.0099294 | 0.015651 | 0.016164 | 0.015651 | 0.016164 | 0.015651 | 0.015279 | 0.01479 | 0.32759 | 0.091845 | 0.024821 | 0.024821 | 0.066682 | 0.024963 | 0.1496 | 0.03132 | 0.038604 | 0.00050681 | 0.0027875 | 0.0069317 | 0.0082261 | 0.00050681 | 0.5005 | 0.00050681 | 0.0074473 | 0.00050681 | 0.00099925 | 0.51366 | 0.51698 | 0.021873 | 0.50687 | 0.50688 | 0.026433 | 0.026433 | 0 | 0.023708 | 0.51025 | 0.51025 | 0.019684 | 0.0099294 | 0.47823 | 0.0083998 | 0.0087745 | 0.010514 | 0.0076879 | 0.0050681 | 0.0050681 | 0.0050681 | 0.0069147 | 0.0069181 | 0.0069147 | 0.0069181 | 0.0069147 | 0.01113 | 0.010883 | 0.0090606 | 0.44068 | 0.0069828 | 0.0069828 | 0.36486 | 0.024975 | 0.44721 | 0.03132 | 0.038604 | 0.00050681 | 0.0027875 | 0.0069317 | 0.0082261 | 0.00050681 | 0.5005 | 0.00050681 | 0.0074473 | 0.00050681 | 0.00099925 | 0.00051366 | 0.51698 | 0.021873 | 0.0070628 | 0.0070628 | 0.46928 | 0.46824 | 0 | 0.027315 | 0.51025 | 0.51025 | 0.019684 | 0.0099294 | 0.47823 | 0.0083998 | 0.0087745 | 0.010514 | 0.0076879 | 0.0050681 | 0.0050681 | 0.0050681 | 0.5075 | 0.50775 | 0.5075 | 0.50775 | 0.5075 | 0.015334 | 0.014841 | 0.0090606 | 0.44068 | 0.0069828 | 0.0069828 | 0.36486 | 0.024975 | 0.44721 | 0.033846 | 0.50975 | 0.00050681 | 0.0027875 | 0.00050875 | 0.60375 | 0.00051025 | 0.0005005 | 0.5005 | 0.54659 | 0.00050681 | 0.00099925 | 0.00051366 | 0.00051698 | 0.010598 | 0.00050688 | 0.00050688 | 0.0069695 | 0.47045 | 0 | 0.020137 | 0.51025 | 1 | 0.51 | 0.0050681 | 0.47823 | 0.0083998 | 0.0087745 | 0.010514 | 0.0076879 | 0.505 | 0.505 | 0.0050681 | 0.5075 | 0.50775 | 0.5075 | 0.50775 | 0.5075 | 0.0069816 | 0.0069781 | 0.013633 | 0.010506 | 0.010506 | 0.010506 | 0.010506 | 0.010506 | 0.011326 | 0.065918 | 0.36991 | 0.00050681 | 0.40099 | 0.00050875 | 0.00060375 | 0.00051025 | 0.0005005 | 0.5005 | 0.54659 | 0.072908 | 0.00096312 | 0.51366 | 0.00051698 | 0.010598 | 0.00050688 | 0.00050688 | 0.0069695 | 0.47045 | 0 | 0.020137 | 0.00051025 | 0.00051025 | 0.39148 | 0.0050681 | 0.47823 | 0.6165 | 0.644 | 0.77169 | 0.56425 | 0.505 | 0.505 | 0.505 | 0.5075 | 0.50775 | 0.5075 | 0.50775 | 0.5075 | 0.0069816 | 0.0069781 | 0.665 | 0.5125 | 0.5125 | 0.5125 | 0.5125 | 0.010506 | 0.5525 | 0.03132 | 0.038604 | 0.00050681 | 0.0027875 | 0.0069317 | 0.0082261 | 0.00050681 | 0.5005 | 0.00050681 | 0.0074473 | 0.00050681 | 0.00099925 | 0.00051366 | 0.51698 | 0.021873 | 0.0070628 | 0.0070628 | 0.46928 | 0.46824 | 0 | 0.027315 | 0.51025 | 0.51025 | 0.019684 | 0.0099294 | 0.47823 | 0.0083998 | 0.0087745 | 0.010514 | 0.0076879 | 0.0050681 | 0.0050681 | 0.0050681 | 0.5075 | 0.50775 | 0.5075 | 0.50775 | 0.5075 | 0.015334 | 0.014841 | 0.0090606 | 0.44068 | 0.0069828 | 0.0069828 | 0.36486 | 0.024975 | 0.44721 | 0.03132 | 0.038604 | 0.013612 | 0.0027875 | 0.0069317 | 0.0082261 | 0.00050681 | 0.0022757 | 0.00050681 | 0.0074473 | 0.00050681 | 0.00099925 | 0.51366 | 0.034483 | 0.032897 | 0.032037 | 0.018784 | 0.026433 | 0.026433 | 0 | 0.027231 | 0.03139 | 0.031143 | 0.019684 | 0.0098657 | 0.013686 | 0.0083998 | 0.0087745 | 0.010514 | 0.0076879 | 0.0050681 | 0.0050681 | 0.0050681 | 0.0069147 | 0.0069181 | 0.0069147 | 0.0069181 | 0.0069147 | 0.015235 | 0.014748 | 0.0090606 | 0.067402 | 0.0069828 | 0.0069828 | 0.052723 | 0.024975 | 0.13614 | 0.11981 | 0.11387
6: Array cable: Loss of connectivity | 0.039034 | 0.017866 | 0.013605 | 0.0054261 | 0.033257 | 0.25924 | 0.00098654 | 0.00099901 | 0.00098657 | 0.091392 | 0.0020439 | 0.00099848 | 0.027271 | 0.041232 | 0.032905 | 0.013565 | 0.013565 | 0.027221 | 0.013548 | 0 | 0.027268 | 0.031056 | 0.031056 | 0.019516 | 0.0098657 | 0.027584 | 0.22838 | 0.28227 | 0.53247 | 0.12599 | 0.025475 | 0.025475 | 0.0098657 | 0.035779 | 0.043019 | 0.035779 | 0.036522 | 0.035779 | 0.015279 | 0.014789 | 0.32342 | 0.069506 | 0.024587 | 0.024587 | 0.055028 | 0.041365 | 0.13901 | 0.029771 | 0.067841 | 0.013605 | 0.0054261 | 0.017239 | 0.20339 | 0.00098657 | 0.0039804 | 0.00098657 | 0.091392 | 0.00098657 | 0.00099901 | 0.048125 | 0.041698 | 0.032341 | 0.013548 | 0.048071 | 0.013548 | 0.013548 | 0 | 0.02702 | 0.055539 | 0.055079 | 0.019516 | 0.0098657 | 0.020879 | 0.22838 | 0.28227 | 0.53247 | 0.12599 | 0.0098657 | 0.0098657 | 0.0098657 | 0.014789 | 0.015279 | 0.014789 | 0.015279 | 0.014789 | 0.014989 | 0.014516 | 0.32342 | 0.091555 | 0.024587 | 0.024587 | 0.066527 | 0.024963 | 0.14946 | 0.029771 | 0.067841 | 0.013605 | 0.0054262 | 0.017239 | 0.2034 | 0.00098657 | 0.0039825 | 0.00098657 | 0.091393 | 0.00098657 | 0.00099901 | 0.027271 | 0.047526 | 0.032341 | 0.025636 | 0.013385 | 0.013574 | 0.013574 | 0 | 0.02727 | 0.055539 | 0.055079 | 0.019516 | 0.0098657 | 0.020879 | 0.22838 | 0.28227 | 0.53248 | 0.12599 | 0.0098657 | 0.0098657 | 0.0098657 | 0.029186 | 0.029932 | 0.029186 | 0.029932 | 0.029186 | 0.015281 | 0.014791 | 0.32342 | 0.093441 | 0.024587 | 0.024587 | 0.068503 | 0.024963 | 0.15191 | 0.028893 | 0.017862 | 0.013605 | 0.016621 | 0.026632 | 0.25402 | 0.00098973 | 0.00099901 | 0.0035244 | 0.091951 | 0.000916 | 0.00099904 | 0.026983 | 0.041255 | 0.032904 | 0.013609 | 0.013609 | 0.013564 | 0.085786 | 0 | 0.027268 | 0.031113 | 0.031113 | 0.10435 | 0.0098657 | 0.025167 | 0.25385 | 0.30843 | 0.56184 | 0.15016 | 0.020212 | 0.020212 | 0.02043 | 0.029116 | 0.036468 | 0.029116 | 0.02986 | 0.029116 | 0.015279 | 0.014789 | 0.38175 | 0.069565 | 0.082211 | 0.082211 | 0.055062 | 0.04086 | 0.13905 | 0.02975 | 0.069491 | 0.013598 | 0.0054612 | 0.017375 | 0.20599 | 0.0015143 | 0.00098973 | 0.00099294 | 0.10045 | 0.00099294 | 0.000999 | 0.51366 | 0.0071085 | 0.032235 | 0.0069781 | 0.50688 | 0.0069781 | 0.0069781 | 0 | 0.023708 | 0.060141 | 0.059681 | 0.019514 | 0.0098657 | 0.020978 | 0.2313 | 0.2859 | 0.5394 | 0.12756 | 0.0099294 | 0.0099294 | 0.0099294 | 0.014894 | 0.0069816 | 0.014894 | 0.01539 | 0.0069781 | 0.01113 | 0.010883 | 0.32759 | 0.024493 | 0.024821 | 0.024821 | 0.024493 | 0.024963 | 0.10262 | 0.02975 | 0.054819 | 0.013612 | 0.0054612 | 0.017375 | 0.20599 | 0.00050688 | 0.0032457 | 0.00099294 | 0.0075156 | 0.00099294 | 0.000999 | 0.00051366 | 0.27928 | 0.032573 | 0.50687 | 0.50687 | 0.27782 | 0.042213 | 0 | 0.023708 | 0.045464 | 0.044996 | 0.019514 | 0.0098657 | 0.020978 | 0.2313 | 0.2859 | 0.5394 | 0.12756 | 0.0099294 | 0.0099294 | 0.0099294 | 0.015651 | 0.016164 | 0.015651 | 0.016164 | 0.015651 | 0.01113 | 0.010883 | 0.32759 |  | 0.024821 | 0.024821 |  | 0.024963 |  | 0.50975 | 0.010659 | 0.00050681 | 0.0027775 | 0.008925 | 0.012075 | 0.00051025 | 0.09951 | 0.000505 | 0.0095654 | 0.00054659 | 0.0005005 | 0.51366 | 0.51698 | 0.010598 | 0.0075156 | 0.0075156 | 0.0069695 | 0.50687 | 0 | 0.50687 | 0.011205 | 0.011205 | 1 | 0.0099294 | 0.47823 | 0.6165 | 0.644 | 0.77169 | 0.56425 | 0.0054659 | 0.0054659 | 0.000505 | 0.5075 | 0.50775 | 0.5075 | 0.50775 | 0.5075 | 0.0069816 | 0.0069781 | 0.665 | 0.5125 | 0.5125 | 0.5125 | 0.010506 | 0.5125 | 0.011326 | 0.034606 | 0.14052 | 0.00050681 | 0.0057603 | 0.00050875 | 0.00060375 | 0.00051025 | 0.0005005 | 0.0012976 | 0.54659 | 0.0010473 | 0.00099898 | 0.51366 | 0.00051698 | 0.033608 | 0.00050688 | 0.00050688 | 0.013652 | 0.25784 | 0 | 0.027362 | 0.00051025 | 0.00051025 | 0.062625 | 0.0099294 | 0.011535 | 0.23581 | 0.29135 | 0.54924 | 0.13027 | 0.010695 | 0.010695 | 0.010473 | 0.15851 | 0.16502 | 0.15851 | 0.16377 | 0.15851 | 0.015389 | 0.014893 | 0.34198 | 0.026393 | 0.027023 | 0.027023 | 0.026007 | 0.024736 | 0.10787 | 0.02975 | 0.069491 | 0.013598 | 0.0054612 | 0.017375 | 0.20599 | 0.0015143 | 0.00098973 | 0.00099294 | 0.10045 | 0.00099294 | 0.000999 | 0.00051366 | 0.0071085 | 0.032235 | 0.0069781 | 0.50687 | 0.0069781 | 0.0069781 | 0 | 0.023708 | 0.060141 | 0.059681 | 0.019514 | 0.0098657 | 0.020978 | 0.2313 | 0.2859 | 0.5394 | 0.12756 | 0.0099294 | 0.0099294 | 0.0099294 | 0.015651 | 0.50775 | 0.015651 | 0.016164 | 0.5075 | 0.01113 | 0.010883 | 0.32759 | 0.024493 | 0.024821 | 0.024821 | 0.024493 | 0.024963 | 0.10262 | 0.02975 | 0.068149 | 0.013605 | 0.0054612 | 0.017375 | 0.20599 | 0.00098973 | 0.0034859 | 0.00099294 | 0.091951 | 0.00099294 | 0.000999 | 0.026983 | 0.041736 | 0.032335 | 0.013609 | 0.013609 | 0.047381 | 0.040884 | 0 | 0.027268 | 0.055794 | 0.055331 | 0.019514 | 0.0098657 | 0.020978 | 0.2313 | 0.2859 | 0.5394 | 0.12756 | 0.0099294 | 0.0099294 | 0.0099294 | 0.014894 | 0.01539 | 0.014894 | 0.01539 | 0.014894 | 0.015279 | 0.014789 | 0.32759 | 0.091793 | 0.024821 | 0.024821 | 0.066659 | 0.024963 | 0.14958 | 0.091554 | 0.085515
6: Substation/grid interruption | 0.039034 | 0.017866 | 0.013605 | 0.0054261 | 0.033257 | 0.25924 | 0.00098654 | 0.00099901 | 0.00098657 | 0.091392 | 0.0020439 | 0.00099848 | 0.027271 | 0.041232 | 0.032905 | 0.013565 | 0.013565 | 0.027221 | 0.013548 | 0 | 0.027268 | 0.031056 | 0.031056 | 0.019516 | 0.0098657 | 0.027584 | 0.22838 | 0.28227 | 0.53247 | 0.12599 | 0.025475 | 0.025475 | 0.0098657 | 0.035779 | 0.043019 | 0.035779 | 0.036522 | 0.035779 | 0.015279 | 0.014789 | 0.32342 | 0.069506 | 0.024587 | 0.024587 | 0.055028 | 0.041365 | 0.13901 | 0.029771 | 0.067841 | 0.013605 | 0.0054261 | 0.017239 | 0.20339 | 0.00098657 | 0.0039804 | 0.00098657 | 0.091392 | 0.00098657 | 0.00099901 | 0.048125 | 0.041698 | 0.032341 | 0.013548 | 0.048071 | 0.013548 | 0.013548 | 0 | 0.02702 | 0.055539 | 0.055079 | 0.019516 | 0.0098657 | 0.020879 | 0.22838 | 0.28227 | 0.53247 | 0.12599 | 0.0098657 | 0.0098657 | 0.0098657 | 0.014789 | 0.015279 | 0.014789 | 0.015279 | 0.014789 | 0.014989 | 0.014516 | 0.32342 | 0.091555 | 0.024587 | 0.024587 | 0.066527 | 0.024963 | 0.14946 | 0.029771 | 0.067841 | 0.013605 | 0.0054262 | 0.017239 | 0.2034 | 0.00098657 | 0.0039825 | 0.00098657 | 0.091393 | 0.00098657 | 0.00099901 | 0.027271 | 0.047526 | 0.032341 | 0.025636 | 0.013385 | 0.013574 | 0.013574 | 0 | 0.02727 | 0.055539 | 0.055079 | 0.019516 | 0.0098657 | 0.020879 | 0.22838 | 0.28227 | 0.53248 | 0.12599 | 0.0098657 | 0.0098657 | 0.0098657 | 0.029186 | 0.029932 | 0.029186 | 0.029932 | 0.029186 | 0.015281 | 0.014791 | 0.32342 | 0.093441 | 0.024587 | 0.024587 | 0.068503 | 0.024963 | 0.15191 | 0.028893 | 0.017862 | 0.013605 | 0.016621 | 0.026632 | 0.25402 | 0.00098973 | 0.00099901 | 0.0035244 | 0.091951 | 0.000916 | 0.00099904 | 0.026983 | 0.041255 | 0.032904 | 0.013609 | 0.013609 | 0.013564 | 0.085786 | 0 | 0.027268 | 0.031113 | 0.031113 |  | 0.0098657 | 0.025167 | 0.25385 | 0.30843 | 0.56184 | 0.15016 | 0.020212 | 0.020212 | 0.02043 | 0.029116 | 0.036468 | 0.029116 | 0.02986 | 0.029116 | 0.015279 | 0.014789 | 0.38175 | 0.069565 | 0.082211 | 0.082211 | 0.055062 | 0.04086 | 0.13905 | 0.02975 | 0.069491 | 0.013598 | 0.0054612 | 0.017375 | 0.20599 | 0.0015143 | 0.00098973 | 0.00099294 | 0.10045 | 0.00099294 | 0.000999 | 0.51366 | 0.0071085 | 0.032235 | 0.0069781 | 0.50687 | 0.0069781 | 0.0069781 | 0 | 0.023708 | 0.060141 | 0.059681 | 0.019514 | 0.0098657 | 0.020978 | 0.2313 | 0.2859 | 0.5394 | 0.12756 | 0.0099294 | 0.0099294 | 0.0099294 | 0.014894 | 0.0069816 | 0.014894 | 0.01539 | 0.0069781 | 0.01113 | 0.010883 | 0.32759 | 0.024493 | 0.024821 | 0.024821 | 0.024493 | 0.024963 | 0.10262 | 0.02975 | 0.054819 | 0.013612 | 0.0054612 | 0.017375 | 0.20599 | 0.00050688 | 0.0032457 | 0.00099294 | 0.0075156 | 0.00099294 | 0.000999 | 0.00051366 |  | 0.010598 | 0.50687 | 0.50687 | 0.27782 | 0.042213 | 0 |  |  |  | 0.019514 | 0.0098657 | 0.020978 | 0.2313 | 0.2859 | 0.5394 | 0.12756 | 0.0099294 | 0.0099294 | 0.0099294 | 0.015651 | 0.016164 | 0.015651 | 0.016164 | 0.015651 | 0.01113 | 0.010883 | 0.32759 | 0.48141 | 0.024821 | 0.024821 | 0.4484 | 0.024963 | 0.5525 | 0.0050975 | 0.0099401 | 0.00050681 | 0.037463 | 0.0050875 | 0.0060375 | 0.00051025 | 0.09951 | 0.000505 | 0.0095654 | 0.00054659 | 0.0005005 | 0.51366 | 0.51698 | 0.010598 | 0.0075156 | 0.0075156 | 0.0069695 | 0.50687 | 0 | 0.50687 | 0.011205 | 0.011205 | 0.51 | 1 | 0.00505 | 0.012022 | 0.012558 | 0.015048 | 0.011003 | 0.47411 | 0.0054659 | 0.505 | 0.5075 | 0.50775 | 0.5075 | 0.50775 | 0.5075 | 0.0069816 | 0.0069781 | 0.665 | 0.5125 | 0.5125 | 0.5125 | 0.010506 | 0.5125 | 0.011326 | 0.034606 | 0.14135 | 0.00050681 | 0.0057603 | 0.00050875 | 0.00060375 | 0.00051025 | 0.0005005 | 0.0012976 | 0.54659 | 0.0010473 | 0.00099898 | 0.51366 | 0.00051698 | 0.033608 | 0.00050688 | 0.00050688 | 0.013652 | 0.25784 | 0 | 0.027362 | 0.00051025 | 0.00051025 | 0.062625 | 0.0099294 | 0.011535 | 0.23581 | 0.29135 | 0.54924 | 0.13027 | 0.010695 | 0.010695 | 0.010473 | 0.15851 | 0.16502 | 0.15851 | 0.16377 | 0.15851 | 0.015389 | 0.014893 | 0.34198 | 0.026393 | 0.027023 | 0.027023 | 0.026007 | 0.024736 | 0.10787 | 0.02975 | 0.069491 | 0.013598 | 0.0054612 | 0.017375 | 0.20599 | 0.0015143 | 0.00098973 | 0.00099294 | 0.10045 | 0.00099294 | 0.000999 | 0.00051366 | 0.033549 | 0.032004 | 0.0069781 | 0.020996 | 0.0069781 | 0.0069781 | 0 | 0.027215 | 0.07018 | 0.069725 | 0.019514 | 0.0098657 | 0.020978 | 0.2313 | 0.2859 | 0.5394 | 0.12756 | 0.0099294 | 0.0099294 | 0.0099294 | 0.015651 | 0.019347 | 0.015651 | 0.016164 | 0.018836 | 0.015217 | 0.014731 | 0.32759 | 0.024185 | 0.024821 | 0.024821 | 0.024185 | 0.024963 | 0.10038 | 0.02975 | 0.068149 | 0.013605 | 0.0054612 | 0.017375 | 0.20599 | 0.00098973 | 0.0034859 | 0.00099294 | 0.091951 | 0.00099294 | 0.000999 | 0.026983 | 0.041736 | 0.032335 | 0.013609 | 0.013609 | 0.047381 | 0.040884 | 0 | 0.027268 | 0.055794 | 0.055331 | 0.019514 | 0.0098657 | 0.020978 | 0.2313 | 0.2859 | 0.5394 | 0.12756 | 0.0099294 | 0.0099294 | 0.0099294 | 0.014894 | 0.01539 | 0.014894 | 0.01539 | 0.014894 | 0.015279 | 0.014789 | 0.32759 | 0.091793 | 0.024821 | 0.024821 | 0.066659 | 0.024963 | 0.14958 | 0.086634 | 0.011007
6: Reduced AEP | 0 | 0 | 0 | 0 | 0 | 0 | 0 | 0 | 0 | 0 | 0 | 0 | 0 | 0 | 0 | 0 | 0 | 0 | 0 | 0 | 0 | 0 | 0 | 0 | 0 | 0 | 0 | 0 | 0 | 0 | 0 | 0 | 0 | 0 | 0 | 0 | 0 | 0 | 0 | 0 | 0 | 0 | 0 | 0 | 0 | 0 | 0 | 0 | 0 | 0 | 0 | 0 | 0 | 0 | 0 | 0 | 0 | 0 | 0 | 0 | 0 | 0 | 0 | 0 | 0 | 0 | 0 | 0 | 0 | 0 | 0 | 0 | 0 | 0 | 0 | 0 | 0 | 0 | 0 | 0 | 0 | 0 | 0 | 0 | 0 | 0 | 0 | 0 | 0 | 0 | 0 | 0 | 0 | 0 | 0 | 0 | 0 | 0 | 0 | 0 | 0 | 0 | 0 | 0 | 0 | 0 | 0 | 0 | 0 | 0 | 0 | 0 | 0 | 0 | 0 | 0 | 0 | 0 | 0 | 0 | 0 | 0 | 0 | 0 | 0 | 0 | 0 | 0 | 0 | 0 | 0 | 0 | 0 | 0 | 0 | 0 | 0 | 0 | 0 | 0 | 0 | 0 | 0 | 0 | 0 | 0 | 0 | 0 | 0 | 0 | 0 | 0 | 0 | 0 | 0 | 0 | 0 | 0 | 0 | 0 | 0 | 0 | 0 | 0 | 0 | 0 | 0 | 0 | 0 | 0 | 0 | 0 | 0 | 0 | 0 | 0 | 0 | 0 | 0 | 0 | 0 | 0 | 0 | 0 | 0 | 0 | 0 | 0 | 0 | 0 | 0 | 0 | 0 | 0 | 0 | 0 | 0 | 0 | 0 | 0 | 0 | 0 | 0 | 0 | 0 | 0 | 0 | 0 | 0 | 0 | 0 | 0 | 0 | 0 | 0 | 0 | 0 | 0 | 0 | 0 | 0 | 0 | 0 | 0 | 0 | 0 | 0 | 0 | 0 | 0 | 0 | 0 | 0 | 0 | 0 | 0 | 0 | 0 | 0 | 0 | 0 | 0 | 0 | 0 | 0 | 0 | 0 | 0 | 0 | 0 | 0 | 0 | 0 | 0 | 0 | 0 | 0 | 0 | 0 | 0 | 0 | 0 | 0 | 0 | 0 | 0 | 0 | 0 | 0 | 0 | 0 | 0 | 0 | 0 | 0 | 0 | 0 | 0 | 0 | 0 | 0 | 0 | 0 | 0 | 0 | 0 | 0 | 0 | 0 | 0 | 0 | 0 | 0 | 0 | 0 | 0 | 0 | 0 | 0 | 0 | 0 | 0 | 0 | 0 | 0 | 0 | 0 | 1 | 0 | 0 | 0 | 0 | 0 | 0 | 0 | 0 | 0 | 0 | 0 | 0 | 0 | 0 | 0 | 0 | 0 | 0 | 0 | 0 | 0 | 0 | 0 | 0 | 0 | 0 | 0 | 0 | 0 | 0 | 0 | 0 | 0 | 0 | 0 | 0 | 0 | 0 | 0 | 0 | 0 | 0 | 0 | 0 | 0 | 0 | 0 | 0 | 0 | 0 | 0 | 0 | 0 | 0 | 0 | 0 | 0 | 0 | 0 | 0 | 0 | 0 | 0 | 0 | 0 | 0 | 0 | 0 | 0 | 0 | 0 | 0 | 0 | 0 | 0 | 0 | 0 | 0 | 0 | 0 | 0 | 0 | 0 | 0 | 0 | 0 | 0 | 0 | 0 | 0 | 0 | 0 | 0 | 0 | 0 | 0 | 0 | 0 | 0 | 0 | 0 | 0 | 0 | 0 | 0 | 0 | 0 | 0 | 0 | 0 | 0 | 0 | 0 | 0 | 0 | 0 | 0 | 0 | 0 | 0 | 0 | 0 | 0 | 0 | 0 | 0 | 0 | 0 | 0 | 0 | 0 | 0 | 0 | 0 | 0 | 0 | 0 | 0 | 0 | 0 | 0 | 0 | 0 | 0 | 0 | 0 | 0 | 0 | 0 | 0 | 0 | 0 | 0 | 0 | 0 | 0 | 0 | 0 | 0 | 0 | 0 | 0 | 0.0021277 | 0.098491
6: RNA structural | 0.029771 | 0.067841 | 0.013605 | 0.0054261 | 0.017239 | 0.20339 | 0.00098657 | 0.0039804 | 0.00098657 | 0.091392 | 0.00098657 | 0.00099901 | 0.027271 | 0.041698 | 0.032341 | 0.013548 | 0.013565 | 0.013548 | 0.013548 | 0 | 0.027268 | 0.055539 | 0.055079 | 0.019516 | 0.0098657 | 0.020879 | 0.22838 | 0.28227 | 0.53247 | 0.12599 | 0.0098657 | 0.0098657 | 0.0098657 | 0.014789 | 0.015279 | 0.014789 | 0.015279 | 0.014789 | 0.015279 | 0.014789 | 0.32342 | 0.091555 | 0.024587 | 0.024587 | 0.066527 | 0.024963 | 0.14946 | 0.029771 | 0.067841 | 0.013605 | 0.0054261 | 0.017239 | 0.20339 | 0.00098657 | 0.0039804 | 0.00098657 | 0.091392 | 0.00098657 | 0.00099901 | 0.027271 | 0.041698 | 0.032341 | 0.013548 | 0.049041 | 0.013548 | 0.013548 | 0 | 0.027013 | 0.055539 | 0.055079 | 0.019516 | 0.0098657 | 0.020879 | 0.22838 | 0.28227 | 0.53247 | 0.12599 | 0.0098657 | 0.0098657 | 0.0098657 | 0.014789 | 0.015279 | 0.014789 | 0.015279 | 0.014789 | 0.014981 | 0.014509 | 0.32342 | 0.091555 | 0.024587 | 0.024587 | 0.066527 | 0.024963 | 0.14946 | 0.039034 | 0.017866 | 0.013605 | 0.0054262 | 0.033253 | 0.25923 | 0.00098651 | 0.00099901 | 0.00098657 | 0.091388 | 0.0020436 | 0.00099848 | 0.027271 | 0.041232 | 0.032905 | 0.013565 | 0.013565 | 0.027194 | 0.013549 | 0 | 0.027268 | 0.031056 | 0.031056 | 0.019516 | 0.0098657 | 0.027582 | 0.22838 | 0.28227 | 0.53248 | 0.12599 | 0.025472 | 0.025472 | 0.0098657 | 0.035776 | 0.043015 | 0.035776 | 0.036519 | 0.035776 | 0.015279 | 0.014789 | 0.32342 | 0.069505 | 0.024587 | 0.024587 | 0.055027 | 0.041364 | 0.13901 | 0.02975 | 0.068236 | 0.013605 | 0.0054612 | 0.017375 | 0.20599 | 0.00099294 | 0.0039982 | 0.00099294 | 0.092507 | 0.00099294 | 0.000999 | 0.026983 | 0.041729 | 0.032334 | 0.0136 | 0.013609 | 0.0136 | 0.0136 | 0 | 0.027268 | 0.055862 | 0.055399 | 0.019514 | 0.0098657 | 0.020978 | 0.2313 | 0.2859 | 0.5394 | 0.12756 | 0.0099294 | 0.0099294 | 0.0099294 | 0.014894 | 0.01539 | 0.014894 | 0.01539 | 0.014894 | 0.015279 | 0.014789 | 0.32759 | 0.091852 | 0.024821 | 0.024821 | 0.066689 | 0.024963 | 0.14961 | 0.02975 |  | 0.013598 | 0.0054612 | 0.017375 | 0.20599 | 0.001539 | 0.00098973 | 0.00099294 | 0.101 | 0.00099294 | 0.000999 | 0.00051366 | 0.033549 | 0.010598 | 0.0069781 | 0.021021 | 0.0069781 | 0.0069781 | 0 | 0.027215 |  | 0.069491 | 0.019514 | 0.0098657 | 0.020978 | 0.2313 | 0.2859 | 0.5394 | 0.12756 | 0.0099294 | 0.0099294 | 0.0099294 | 0.015651 | 0.019651 | 0.015651 | 0.016164 | 0.019137 | 0.015217 | 0.01473 | 0.32759 | 0.024185 | 0.024821 | 0.024821 | 0.024185 | 0.024963 | 0.10038 | 0.025187 | 0.010659 | 0.00050681 | 0.14466 | 0.50875 | 0.60375 | 0.00050688 | 0.0005005 | 0.02655 | 0.0075156 | 0.00054659 | 0.00099923 | 0.0070628 | 0.51698 | 0.021873 | 0.0069695 | 0.0069695 | 0.0069695 | 0.47045 | 0 | 0.020137 | 0.51025 | 0.51025 |  | 0.0099294 | 0.22307 | 0.24129 | 0.2968 | 0.55457 | 0.13581 | 0.505 | 0.505 | 0.010746 | 0.5075 | 0.50775 | 0.5075 | 0.50775 | 0.5075 | 0.0069816 | 0.0069781 | 0.62755 | 0.44068 | 0.44131 | 0.44131 | 0.36486 | 0.27401 | 0.44721 | 0.0099401 | 0.012022 | 0.00050681 | 0.0033908 | 0.010789 | 0.12792 | 0.1411 | 0.19656 | 0.09951 | 0.0095654 | 0.00054659 | 0.0005005 | 0.51366 | 0.51698 | 0.010598 | 0.50687 | 0.50688 | 0.50687 | 0.50687 | 0 | 0.50687 | 0.51025 | 0.51025 | 0.01025 | 0.0099294 | 0.47823 | 1 | 0.644 | 0.77169 | 0.56425 | 0.505 | 0.0027775 | 0.0027775 | 0.0027912 | 0.0027926 | 0.0027912 | 0.0027926 | 0.0027912 | 0.0069816 | 0.0069781 | 0.0036575 | 0.5125 | 0.0028187 | 0.0028187 | 0.010506 | 0.5125 | 0.011326 | 0.025187 | 0.010659 | 0.00050681 | 0.14466 | 0.50875 | 0.60375 | 0.00050688 | 0.0005005 | 0.02655 | 0.0075156 | 0.00054659 | 0.00099923 | 0.0070628 | 0.51698 | 0.021873 | 0.0069695 | 0.0069695 | 0.0069695 | 0.47045 | 0 | 0.020137 | 0.51025 | 0.51025 |  | 0.0099294 | 0.22307 | 0.24129 | 0.2968 | 0.55457 | 0.13581 | 0.505 | 0.505 | 0.010746 | 0.5075 | 0.50775 | 0.5075 | 0.50775 | 0.5075 | 0.0069816 | 0.0069781 | 0.62755 | 0.44068 | 0.44131 | 0.44131 | 0.36486 | 0.27401 | 0.44721 | 0.02975 |  | 0.013598 | 0.0054612 | 0.017375 | 0.20599 | 0.001539 | 0.00098973 | 0.00099294 | 0.101 | 0.00099294 | 0.000999 | 0.00051366 | 0.033549 | 0.010598 | 0.0069781 | 0.021021 | 0.0069781 | 0.0069781 | 0 | 0.027215 |  | 0.069491 | 0.019514 | 0.0098657 | 0.020978 | 0.2313 | 0.2859 | 0.5394 | 0.12756 | 0.0099294 | 0.0099294 | 0.0099294 | 0.015651 | 0.019651 | 0.015651 | 0.016164 | 0.019137 | 0.015217 | 0.01473 | 0.32759 | 0.024185 | 0.024821 | 0.024821 | 0.024185 | 0.024963 | 0.10038 | 0.02975 | 0.068236 | 0.013605 | 0.0054612 | 0.017375 | 0.20599 | 0.00099294 | 0.0039982 | 0.00099294 | 0.092507 | 0.00099294 | 0.000999 | 0.026983 | 0.041729 | 0.032334 | 0.0136 | 0.013609 | 0.0136 | 0.0136 | 0 | 0.027268 | 0.055862 | 0.055399 | 0.019514 | 0.0098657 | 0.020978 | 0.2313 | 0.2859 | 0.5394 | 0.12756 | 0.0099294 | 0.0099294 | 0.0099294 | 0.014894 | 0.01539 | 0.014894 | 0.01539 | 0.014894 | 0.015279 | 0.014789 | 0.32759 | 0.091852 | 0.024821 | 0.024821 | 0.066689 | 0.024963 | 0.14961 | 0.11288 | 0.20444
6: generator & gearbox | 0.039034 | 0.017866 | 0.013605 | 0.0054261 | 0.033257 | 0.25924 | 0.00098654 | 0.00099901 | 0.00098657 | 0.091392 | 0.0020439 | 0.00099848 | 0.027271 | 0.041232 | 0.032905 | 0.013565 | 0.013565 | 0.027221 | 0.013548 | 0 | 0.027268 | 0.031056 | 0.031056 | 0.019516 | 0.0098657 | 0.027584 | 0.22838 | 0.28227 | 0.53247 | 0.12599 | 0.025475 | 0.025475 | 0.0098657 | 0.035779 | 0.043019 | 0.035779 | 0.036522 | 0.035779 | 0.015279 | 0.014789 | 0.32342 | 0.069506 | 0.024587 | 0.024587 | 0.055028 | 0.041365 | 0.13901 | 0.029771 | 0.067841 | 0.013605 | 0.0054261 | 0.017239 | 0.20339 | 0.00098657 | 0.0039804 | 0.00098657 | 0.091392 | 0.00098657 | 0.00099901 | 0.048125 | 0.041698 | 0.032341 | 0.013548 | 0.048071 | 0.013548 | 0.013548 | 0 | 0.02702 | 0.055539 | 0.055079 | 0.019516 | 0.0098657 | 0.020879 | 0.22838 | 0.28227 | 0.53247 | 0.12599 | 0.0098657 | 0.0098657 | 0.0098657 | 0.014789 | 0.015279 | 0.014789 | 0.015279 | 0.014789 | 0.014989 | 0.014516 | 0.32342 | 0.091555 | 0.024587 | 0.024587 | 0.066527 | 0.024963 | 0.14946 | 0.029771 | 0.067841 | 0.013605 | 0.0054262 | 0.017239 | 0.2034 | 0.00098657 | 0.0039825 | 0.00098657 | 0.091393 | 0.00098657 | 0.00099901 | 0.027271 | 0.047526 | 0.032341 | 0.025636 | 0.013385 | 0.013574 | 0.013574 | 0 | 0.02727 | 0.055539 | 0.055079 | 0.019516 | 0.0098657 | 0.020879 | 0.22838 | 0.28227 | 0.53248 | 0.12599 | 0.0098657 | 0.0098657 | 0.0098657 | 0.029186 | 0.029932 | 0.029186 | 0.029932 | 0.029186 | 0.015281 | 0.014791 | 0.32342 | 0.093441 | 0.024587 | 0.024587 | 0.068503 | 0.024963 | 0.15191 | 0.028893 | 0.017862 | 0.013605 | 0.016621 | 0.026632 | 0.25402 | 0.00098973 | 0.00099901 | 0.0035244 | 0.091951 | 0.000916 | 0.00099904 | 0.026983 | 0.041255 | 0.032904 | 0.013609 | 0.013609 | 0.013564 | 0.085786 | 0 | 0.027268 | 0.031113 | 0.031113 | 0.10435 | 0.0098657 | 0.025167 | 0.25385 | 0.30843 | 0.56184 | 0.15016 | 0.020212 | 0.020212 | 0.02043 | 0.029116 | 0.036468 | 0.029116 | 0.02986 | 0.029116 | 0.015279 | 0.014789 | 0.38175 | 0.069565 | 0.082211 | 0.082211 | 0.055062 | 0.04086 | 0.13905 | 0.02975 | 0.069491 | 0.013598 | 0.0054612 | 0.017375 | 0.20599 | 0.0015143 | 0.00098973 | 0.00099294 | 0.10045 | 0.00099294 | 0.000999 | 0.51366 | 0.0071085 | 0.032235 | 0.0069781 | 0.50687 | 0.0069781 | 0.0069781 | 0 | 0.023708 | 0.060141 | 0.059681 | 0.019514 | 0.0098657 | 0.020978 | 0.2313 | 0.2859 | 0.5394 | 0.12756 | 0.0099294 | 0.0099294 | 0.0099294 | 0.014894 | 0.0069816 | 0.014894 | 0.01539 | 0.0069781 | 0.01113 | 0.010883 | 0.32759 | 0.024493 | 0.024821 | 0.024821 | 0.024493 | 0.024963 | 0.10262 | 0.02975 | 0.054819 | 0.013612 | 0.0054612 | 0.017375 | 0.20599 | 0.00050688 | 0.0032457 | 0.00099294 | 0.0075156 | 0.00099294 | 0.000999 | 0.00051366 | 0.27928 | 0.032573 | 0.50687 | 0.50687 | 0.27782 | 0.042213 | 0 | 0.023708 | 0.045464 | 0.044996 | 0.019514 | 0.0098657 | 0.020978 | 0.2313 | 0.2859 | 0.5394 | 0.12756 | 0.0099294 | 0.0099294 | 0.0099294 | 0.015651 | 0.016164 | 0.015651 | 0.016164 | 0.015651 | 0.01113 | 0.010883 | 0.32759 |  | 0.024821 | 0.024821 |  | 0.024963 |  | 0.50975 | 0.010659 | 0.00050681 | 0.0027775 | 0.01127 | 0.13363 | 0.00051025 | 0.09951 | 0.000505 | 0.0095654 | 0.00054659 | 0.0005005 | 0.51366 | 0.51698 | 0.010598 | 0.0075156 | 0.0075156 | 0.0069695 | 0.50687 | 0 | 0.50687 | 0.011205 | 0.011205 | 0.51 | 0.0099294 | 0.47823 | 0.6165 | 1 | 0.77169 | 0.56425 | 0.0054659 | 0.0054659 | 0.000505 | 0.5075 | 0.50775 | 0.5075 | 0.50775 | 0.5075 | 0.0069816 | 0.0069781 | 0.665 | 0.5125 | 0.5125 | 0.5125 | 0.010506 | 0.5125 | 0.011326 | 0.034606 | 0.14052 | 0.00050681 | 0.0057603 | 0.00050875 | 0.00060375 | 0.00051025 | 0.0005005 | 0.0012976 | 0.54659 | 0.0010473 | 0.00099898 | 0.51366 | 0.00051698 | 0.033608 | 0.00050688 | 0.00050688 | 0.013652 | 0.25784 | 0 | 0.027362 | 0.00051025 | 0.00051025 | 0.062625 | 0.0099294 | 0.011535 | 0.23581 | 0.29135 | 0.54924 | 0.13027 | 0.010695 | 0.010695 | 0.010473 | 0.15851 | 0.16502 | 0.15851 | 0.16377 | 0.15851 | 0.015389 | 0.014893 | 0.34198 | 0.026393 | 0.027023 | 0.027023 | 0.026007 | 0.024736 | 0.10787 | 0.02975 | 0.069491 | 0.013598 | 0.0054612 | 0.017375 | 0.20599 | 0.0015143 | 0.00098973 | 0.00099294 | 0.10045 | 0.00099294 | 0.000999 | 0.00051366 | 0.0071085 | 0.032235 | 0.0069781 | 0.50687 | 0.0069781 | 0.0069781 | 0 | 0.023708 | 0.060141 | 0.059681 | 0.019514 | 0.0098657 | 0.020978 | 0.2313 | 0.2859 | 0.5394 | 0.12756 | 0.0099294 | 0.0099294 | 0.0099294 | 0.015651 | 0.50775 | 0.015651 | 0.016164 | 0.5075 | 0.01113 | 0.010883 | 0.32759 | 0.024493 | 0.024821 | 0.024821 | 0.024493 | 0.024963 | 0.10262 | 0.02975 | 0.068149 | 0.013605 | 0.0054612 | 0.017375 | 0.20599 | 0.00098973 | 0.0034859 | 0.00099294 | 0.091951 | 0.00099294 | 0.000999 | 0.026983 | 0.041736 | 0.032335 | 0.013609 | 0.013609 | 0.047381 | 0.040884 | 0 | 0.027268 | 0.055794 | 0.055331 | 0.019514 | 0.0098657 | 0.020978 | 0.2313 | 0.2859 | 0.5394 | 0.12756 | 0.0099294 | 0.0099294 | 0.0099294 | 0.014894 | 0.01539 | 0.014894 | 0.01539 | 0.014894 | 0.015279 | 0.014789 | 0.32759 | 0.091793 | 0.024821 | 0.024821 | 0.066659 | 0.024963 | 0.14958 | 0.091532 | 0.24088
6: turbine controls | 0.039034 | 0.017866 | 0.013605 | 0.0054261 | 0.033257 | 0.25924 | 0.00098654 | 0.00099901 | 0.00098657 | 0.091392 | 0.0020439 | 0.00099848 | 0.027271 | 0.041232 | 0.032905 | 0.013565 | 0.013565 | 0.027221 | 0.013548 | 0 | 0.027268 | 0.031056 | 0.031056 | 0.019516 | 0.0098657 | 0.027584 | 0.22838 | 0.28227 | 0.53247 | 0.12599 | 0.025475 | 0.025475 | 0.0098657 | 0.035779 | 0.043019 | 0.035779 | 0.036522 | 0.035779 | 0.015279 | 0.014789 | 0.32342 | 0.069506 | 0.024587 | 0.024587 | 0.055028 | 0.041365 | 0.13901 | 0.029771 | 0.067841 | 0.013605 | 0.0054261 | 0.017239 | 0.20339 | 0.00098657 | 0.0039804 | 0.00098657 | 0.091392 | 0.00098657 | 0.00099901 | 0.048125 | 0.041698 | 0.032341 | 0.013548 | 0.048071 | 0.013548 | 0.013548 | 0 | 0.02702 | 0.055539 | 0.055079 | 0.019516 | 0.0098657 | 0.020879 | 0.22838 | 0.28227 | 0.53247 | 0.12599 | 0.0098657 | 0.0098657 | 0.0098657 | 0.014789 | 0.015279 | 0.014789 | 0.015279 | 0.014789 | 0.014989 | 0.014516 | 0.32342 | 0.091555 | 0.024587 | 0.024587 | 0.066527 | 0.024963 | 0.14946 | 0.029771 | 0.067841 | 0.013605 | 0.0054262 | 0.017239 | 0.2034 | 0.00098657 | 0.0039825 | 0.00098657 | 0.091393 | 0.00098657 | 0.00099901 | 0.027271 | 0.047526 | 0.032341 | 0.025636 | 0.013385 | 0.013574 | 0.013574 | 0 | 0.02727 | 0.055539 | 0.055079 | 0.019516 | 0.0098657 | 0.020879 | 0.22838 | 0.28227 | 0.53248 | 0.12599 | 0.0098657 | 0.0098657 | 0.0098657 | 0.029186 | 0.029932 | 0.029186 | 0.029932 | 0.029186 | 0.015281 | 0.014791 | 0.32342 | 0.093441 | 0.024587 | 0.024587 | 0.068503 | 0.024963 | 0.15191 | 0.028893 | 0.017862 | 0.013605 | 0.016621 | 0.026632 | 0.25402 | 0.00098973 | 0.00099901 | 0.0035244 | 0.091951 | 0.000916 | 0.00099904 | 0.026983 | 0.041255 | 0.032904 | 0.013609 | 0.013609 | 0.013564 | 0.085786 | 0 | 0.027268 | 0.031113 | 0.031113 | 0.10435 | 0.0098657 | 0.025167 | 0.25385 | 0.30843 | 0.56184 | 0.15016 | 0.020212 | 0.020212 | 0.02043 | 0.029116 | 0.036468 | 0.029116 | 0.02986 | 0.029116 | 0.015279 | 0.014789 | 0.38175 | 0.069565 | 0.082211 | 0.082211 | 0.055062 | 0.04086 | 0.13905 | 0.02975 | 0.069491 | 0.013598 | 0.0054612 | 0.017375 | 0.20599 | 0.0015143 | 0.00098973 | 0.00099294 | 0.10045 | 0.00099294 | 0.000999 | 0.51366 | 0.0071085 | 0.032235 | 0.0069781 | 0.50687 | 0.0069781 | 0.0069781 | 0 | 0.023708 | 0.060141 | 0.059681 | 0.019514 | 0.0098657 | 0.020978 | 0.2313 | 0.2859 | 0.5394 | 0.12756 | 0.0099294 | 0.0099294 | 0.0099294 | 0.014894 | 0.0069816 | 0.014894 | 0.01539 | 0.0069781 | 0.01113 | 0.010883 | 0.32759 | 0.024493 | 0.024821 | 0.024821 | 0.024493 | 0.024963 | 0.10262 | 0.02975 | 0.054819 | 0.013612 | 0.0054612 | 0.017375 | 0.20599 | 0.00050688 | 0.0032457 | 0.00099294 | 0.0075156 | 0.00099294 | 0.000999 | 0.00051366 | 0.27928 | 0.032573 | 0.50687 | 0.50687 | 0.27782 | 0.042213 | 0 | 0.023708 | 0.045464 | 0.044996 | 0.019514 | 0.0098657 | 0.020978 | 0.2313 | 0.2859 | 0.5394 | 0.12756 | 0.0099294 | 0.0099294 | 0.0099294 | 0.015651 | 0.016164 | 0.015651 | 0.016164 | 0.015651 | 0.01113 | 0.010883 | 0.32759 |  | 0.024821 | 0.024821 |  | 0.024963 |  | 0.015048 | 0.015048 | 0.00050681 | 0.50275 | 0.013505 | 0.16013 | 0.00051025 | 0.000505 | 0.000505 | 0.0095654 | 0.00054659 | 0.0005005 | 0.51366 | 0.51698 | 0.010598 | 0.0075156 | 0.0075156 | 0.0069695 | 0.50687 | 0 | 0.50687 | 0.011205 | 0.011205 | 0.51 | 0.0099294 | 0.47823 | 0.6165 | 0.644 | 1 | 0.56425 | 0.0050975 | 0.0054659 | 0.505 | 0.5075 | 0.50775 | 0.5075 | 0.50775 | 0.5075 | 0.0069816 | 0.0069781 | 0.665 | 0.5125 | 0.5125 | 0.5125 | 0.010506 | 0.5125 | 0.011326 | 0.034606 | 0.14052 | 0.00050681 | 0.0057603 | 0.00050875 | 0.00060375 | 0.00051025 | 0.0005005 | 0.0012976 | 0.54659 | 0.0010473 | 0.00099898 | 0.51366 | 0.00051698 | 0.033608 | 0.00050688 | 0.00050688 | 0.013652 | 0.25784 | 0 | 0.027362 | 0.00051025 | 0.00051025 | 0.062625 | 0.0099294 | 0.011535 | 0.23581 | 0.29135 | 0.54924 | 0.13027 | 0.010695 | 0.010695 | 0.010473 | 0.15851 | 0.16502 | 0.15851 | 0.16377 | 0.15851 | 0.015389 | 0.014893 | 0.34198 | 0.026393 | 0.027023 | 0.027023 | 0.026007 | 0.024736 | 0.10787 | 0.02975 | 0.069491 | 0.013598 | 0.0054612 | 0.017375 | 0.20599 | 0.0015143 | 0.00098973 | 0.00099294 | 0.10045 | 0.00099294 | 0.000999 | 0.00051366 | 0.0071085 | 0.032235 | 0.0069781 | 0.50687 | 0.0069781 | 0.0069781 | 0 | 0.023708 | 0.060141 | 0.059681 | 0.019514 | 0.0098657 | 0.020978 | 0.2313 | 0.2859 | 0.5394 | 0.12756 | 0.0099294 | 0.0099294 | 0.0099294 | 0.015651 | 0.50775 | 0.015651 | 0.016164 | 0.5075 | 0.01113 | 0.010883 | 0.32759 | 0.024493 | 0.024821 | 0.024821 | 0.024493 | 0.024963 | 0.10262 | 0.02975 | 0.068149 | 0.013605 | 0.0054612 | 0.017375 | 0.20599 | 0.00098973 | 0.0034859 | 0.00099294 | 0.091951 | 0.00099294 | 0.000999 | 0.026983 | 0.041736 | 0.032335 | 0.013609 | 0.013609 | 0.047381 | 0.040884 | 0 | 0.027268 | 0.055794 | 0.055331 | 0.019514 | 0.0098657 | 0.020978 | 0.2313 | 0.2859 | 0.5394 | 0.12756 | 0.0099294 | 0.0099294 | 0.0099294 | 0.014894 | 0.01539 | 0.014894 | 0.01539 | 0.014894 | 0.015279 | 0.014789 | 0.32759 | 0.091793 | 0.024821 | 0.024821 | 0.066659 | 0.024963 | 0.14958 | 0.092209 | 0.41005
6: tower structural | 0.029771 | 0.067841 | 0.013605 | 0.0054261 | 0.017239 | 0.20339 | 0.00098657 | 0.0039804 | 0.00098657 | 0.091392 | 0.00098657 | 0.00099901 | 0.027271 | 0.041698 | 0.032341 | 0.013548 | 0.013565 | 0.013548 | 0.013548 | 0 | 0.027268 | 0.055539 | 0.055079 | 0.019516 | 0.0098657 | 0.020879 | 0.22838 | 0.28227 | 0.53247 | 0.12599 | 0.0098657 | 0.0098657 | 0.0098657 | 0.014789 | 0.015279 | 0.014789 | 0.015279 | 0.014789 | 0.015279 | 0.014789 | 0.32342 | 0.091555 | 0.024587 | 0.024587 | 0.066527 | 0.024963 | 0.14946 | 0.029771 | 0.067841 | 0.013605 | 0.0054261 | 0.017239 | 0.20339 | 0.00098657 | 0.0039804 | 0.00098657 | 0.091392 | 0.00098657 | 0.00099901 | 0.027271 | 0.041698 | 0.032341 | 0.013548 | 0.049041 | 0.013548 | 0.013548 | 0 |  | 0.055539 | 0.055079 | 0.019516 | 0.0098657 | 0.020879 | 0.22838 | 0.28227 | 0.53247 | 0.12599 | 0.0098657 | 0.0098657 | 0.0098657 | 0.014789 | 0.015279 | 0.014789 | 0.015279 | 0.014789 | 0.014981 | 0.014509 | 0.32342 | 0.091555 | 0.024587 | 0.024587 | 0.066527 | 0.024963 | 0.14946 | 0.039034 | 0.017866 | 0.013605 | 0.0054262 | 0.033253 | 0.25923 | 0.00098651 | 0.00099901 | 0.00098657 | 0.091388 | 0.0020436 | 0.00099848 | 0.027271 | 0.041232 | 0.032905 | 0.013565 | 0.013565 | 0.027194 | 0.013549 | 0 | 0.027268 | 0.031056 | 0.031056 | 0.019516 | 0.0098657 | 0.027582 | 0.22838 | 0.28227 | 0.53248 | 0.12599 | 0.025472 | 0.025472 | 0.0098657 | 0.035776 | 0.043015 | 0.035776 | 0.036519 | 0.035776 | 0.015279 | 0.014789 | 0.32342 | 0.069505 | 0.024587 | 0.024587 | 0.055027 | 0.041364 | 0.13901 | 0.02975 | 0.068236 | 0.013605 | 0.0054612 | 0.017375 | 0.20599 | 0.00099294 | 0.0039982 | 0.00099294 | 0.092507 | 0.00099294 | 0.000999 | 0.026983 | 0.041729 | 0.032334 | 0.0136 | 0.013609 | 0.0136 | 0.0136 | 0 | 0.027268 | 0.055862 | 0.055399 | 0.019514 | 0.0098657 | 0.020978 | 0.2313 | 0.2859 | 0.5394 | 0.12756 | 0.0099294 | 0.0099294 | 0.0099294 | 0.014894 | 0.01539 | 0.014894 | 0.01539 | 0.014894 | 0.015279 | 0.014789 | 0.32759 |  | 0.024821 | 0.024821 | 0.066689 | 0.024963 | 0.14961 | 0.02975 |  | 0.013598 | 0.0054612 | 0.017375 | 0.20599 | 0.001539 | 0.00098973 | 0.00099294 | 0.101 | 0.00099294 | 0.000999 | 0.00051366 | 0.033549 | 0.010598 | 0.0069781 | 0.021021 | 0.0069781 | 0.0069781 | 0 | 0.027215 |  |  | 0.019514 | 0.0098657 | 0.020978 | 0.2313 | 0.2859 | 0.5394 | 0.12756 | 0.0099294 | 0.0099294 | 0.0099294 | 0.015651 | 0.019651 | 0.015651 | 0.016164 | 0.019137 | 0.015217 | 0.01473 | 0.32759 | 0.024185 | 0.024821 | 0.024821 | 0.024185 | 0.024963 | 0.10038 | 0.025187 | 0.010659 | 0.00050681 | 0.14466 | 0.50875 | 0.60375 | 0.00050688 | 0.0005005 | 0.02655 | 0.0075156 | 0.00054659 | 0.00099923 | 0.0070628 | 0.51698 | 0.021873 | 0.0069695 | 0.0069695 | 0.0069695 | 0.47045 | 0 | 0.020137 | 0.51025 | 0.51025 |  | 0.0099294 | 0.22307 | 0.24129 | 0.2968 | 0.55457 | 0.13581 | 0.505 | 0.505 | 0.010746 | 0.5075 | 0.50775 | 0.5075 | 0.50775 | 0.5075 | 0.0069816 | 0.0069781 | 0.62755 | 0.44068 | 0.44131 | 0.44131 | 0.36486 | 0.27401 | 0.44721 | 0.0099401 | 0.011003 | 0.00050681 | 0.0031034 | 0.0098744 | 0.60375 | 0.1411 | 0.19656 | 0.09951 | 0.0095654 | 0.00054659 | 0.0005005 | 0.51366 | 0.51698 | 0.010598 | 0.50687 | 0.50688 | 0.50687 | 0.50687 | 0 | 0.50687 | 0.51025 | 0.51025 | 0.01025 | 0.0099294 | 0.0050875 | 0.6165 | 0.644 | 0.77169 | 1 | 0.505 | 0.0027775 | 0.0027775 | 0.0027912 | 0.0027926 | 0.0027912 | 0.0027926 | 0.0027912 | 0.0069816 | 0.0069781 | 0.0036575 | 0.5125 | 0.0028188 | 0.0028188 | 0.010506 | 0.5125 | 0.011326 | 0.025187 | 0.010659 | 0.00050681 | 0.14466 | 0.50875 | 0.60375 | 0.00050688 | 0.0005005 | 0.02655 | 0.0075156 | 0.00054659 | 0.00099923 | 0.0070628 | 0.51698 | 0.021873 | 0.0069695 | 0.0069695 | 0.0069695 | 0.47045 | 0 | 0.020137 | 0.51025 | 0.51025 |  | 0.0099294 | 0.22307 | 0.24129 | 0.2968 | 0.55457 | 0.13581 | 0.505 | 0.505 | 0.010746 | 0.5075 | 0.50775 | 0.5075 | 0.50775 | 0.5075 | 0.0069816 | 0.0069781 | 0.62755 | 0.44068 | 0.44131 | 0.44131 | 0.36486 | 0.27401 | 0.44721 | 0.02975 |  | 0.013598 | 0.0054612 | 0.017375 | 0.20599 | 0.001539 | 0.00098973 | 0.00099294 | 0.101 | 0.00099294 | 0.000999 | 0.00051366 | 0.033549 | 0.010598 | 0.0069781 | 0.021021 | 0.0069781 | 0.0069781 | 0 | 0.027215 |  |  | 0.019514 | 0.0098657 | 0.020978 | 0.2313 | 0.2859 | 0.5394 | 0.12756 | 0.0099294 | 0.0099294 | 0.0099294 | 0.015651 | 0.019651 | 0.015651 | 0.016164 | 0.019137 | 0.015217 | 0.01473 | 0.32759 | 0.024185 | 0.024821 | 0.024821 | 0.024185 | 0.024963 | 0.10038 | 0.02975 | 0.068236 | 0.013605 | 0.0054612 | 0.017375 | 0.20599 | 0.00099294 | 0.0039982 | 0.00099294 | 0.092507 | 0.00099294 | 0.000999 | 0.026983 | 0.041729 | 0.032334 | 0.0136 | 0.013609 | 0.0136 | 0.0136 | 0 | 0.027268 | 0.055862 | 0.055399 | 0.019514 | 0.0098657 | 0.020978 | 0.2313 | 0.2859 | 0.5394 | 0.12756 | 0.0099294 | 0.0099294 | 0.0099294 | 0.014894 | 0.01539 | 0.014894 | 0.01539 | 0.014894 | 0.015279 | 0.014789 | 0.32759 |  | 0.024821 | 0.024821 | 0.066689 | 0.024963 | 0.14961 | 0.11346 | 0.13522
6: platform (structural integrity) | 0.029771 | 0.067841 | 0.013605 | 0.0054261 | 0.017239 | 0.20339 | 0.00098657 | 0.0039804 | 0.00098657 | 0.091392 | 0.00098657 | 0.00099901 | 0.027271 | 0.041698 | 0.032341 | 0.013548 | 0.013565 | 0.013548 | 0.013548 | 0 | 0.027268 | 0.055539 | 0.055079 | 0.019516 | 0.0098657 | 0.020879 | 0.22838 | 0.28227 | 0.53247 | 0.12599 | 0.0098657 | 0.0098657 | 0.0098657 | 0.014789 | 0.015279 | 0.014789 | 0.015279 | 0.014789 | 0.015279 | 0.014789 | 0.32342 |  | 0.024587 | 0.024587 | 0.066527 | 0.024963 | 0.14946 | 0.029771 | 0.067841 | 0.013605 | 0.0054261 | 0.017239 | 0.20339 | 0.00098657 | 0.0039804 | 0.00098657 | 0.091392 | 0.00098657 | 0.00099901 | 0.027271 | 0.041698 | 0.032341 | 0.013548 | 0.049041 | 0.013548 | 0.013548 | 0 |  | 0.055539 | 0.055079 | 0.019516 | 0.0098657 | 0.020879 | 0.22838 | 0.28227 | 0.53247 | 0.12599 | 0.0098657 | 0.0098657 | 0.0098657 | 0.014789 | 0.015279 | 0.014789 | 0.015279 | 0.014789 | 0.014981 | 0.014509 | 0.32342 |  | 0.024587 | 0.024587 | 0.066527 | 0.024963 | 0.14946 | 0 | 0.017866 | 0.013605 | 0.0054262 | 0.03325 | 0.25923 | 0.00098651 | 0.00099901 | 0.00098658 | 0.091388 | 0.0020433 | 0.00099848 | 0.027271 | 0.041232 | 0.032905 | 0.013565 | 0.013565 | 0.027171 | 0.013549 | 0 | 0.027268 | 0.031056 | 0.031056 | 0.019516 | 0.0098657 |  | 0.22838 | 0.28227 | 0.53248 | 0.12599 | 0.025469 | 0.025469 | 0.0098658 | 0.035773 | 0.043012 | 0.035773 | 0.036515 | 0.035773 | 0.015279 | 0.014789 | 0.32342 | 0.069505 | 0.024587 | 0.024587 | 0.055027 | 0.041364 | 0.13901 | 0.02975 | 0.068236 | 0.013605 | 0.0054612 | 0.017375 | 0.20599 | 0.00099294 | 0.0039982 | 0.00099294 | 0.092507 | 0.00099294 | 0.000999 | 0.02685 | 0.041729 | 0.032334 | 0.0136 | 0.013565 | 0.0136 | 0.0136 | 0 | 0.027268 | 0.055862 | 0.055399 | 0.019514 | 0.0098657 | 0.020978 | 0.2313 | 0.2859 | 0.5394 | 0.12756 | 0.0099294 | 0.0099294 | 0.0099294 | 0.014894 | 0.01539 | 0.014894 | 0.01539 | 0.014894 | 0.015279 | 0.014789 | 0.32759 |  | 0.024821 | 0.024821 | 0.066689 | 0.024963 | 0.14961 | 0.02975 |  | 0.013592 | 0.0054612 | 0.017375 | 0.20599 | 0.0020195 | 0.00098651 | 0.00099294 | 0.10692 | 0.00099294 | 0.000999 | 0.00051366 | 0.033372 | 0.010598 | 0.0136 | 0.027479 | 0.0136 | 0.0136 | 0 | 0.027168 |  |  | 0.019514 | 0.0098658 | 0.020978 | 0.2313 | 0.2859 | 0.5394 | 0.12756 | 0.0099294 | 0.0099294 | 0.0099294 | 0.015651 | 0.022906 | 0.015651 | 0.016164 | 0.022394 | 0.015162 | 0.014679 | 0.32759 | 0.024187 | 0.024821 | 0.024821 | 0.024187 | 0.024963 | 0.1004 | 0.025187 | 0.010659 | 0.00050681 | 0.14466 | 0.50875 | 0.60375 | 0.00050688 | 0.0005005 | 0.02655 | 0.0075156 | 0.00054659 | 0.00099923 | 0.0070628 | 0.51698 | 0.021873 | 0.0069695 | 0.0069695 | 0.0069695 |  | 0 | 0.020137 | 0.51025 | 0.51025 | 0.50161 | 0.0099294 | 0.22307 | 0.24129 | 0.2968 | 0.55457 | 0.13581 | 0.505 | 0.505 | 0.010746 | 0.5075 | 0.50775 | 0.5075 | 0.50775 | 0.5075 | 0.0069816 | 0.0069781 |  | 0.44068 |  |  | 0.36486 | 0.27401 | 0.44721 | 0.50975 | 0.00050975 | 0.00050681 | 0.0027775 | 0.00050875 | 0.00060375 | 0.1411 | 0.000505 | 0.000505 | 0.00054659 | 0.0005005 | 0.0005005 | 0.00051366 | 0.00051698 | 0.010598 | 0.50687 | 0.50688 | 0.50687 | 0.50687 | 0 | 0.020137 | 0.51025 | 0.51025 | 0.01025 | 0.0099294 | 0.47823 | 0.0033908 | 0.003542 | 0.0042443 | 0.0031034 | 1 | 0.505 | 0.0027775 | 0.0027912 | 0.0027926 | 0.0027912 | 0.0027926 | 0.0027912 | 0.0069816 | 0.0069781 | 0.0036575 | 0.5125 | 0.0028188 | 0.0028188 | 0.5125 | 0.0005125 | 0.5525 | 0.025187 | 0.010659 | 0.00050681 | 0.14466 | 0.50875 | 0.60375 | 0.00050688 | 0.0005005 | 0.02655 | 0.0075156 | 0.00054659 | 0.00099923 | 0.0070628 | 0.51698 | 0.021873 | 0.0069695 | 0.0069695 | 0.0069695 |  | 0 | 0.020137 | 0.51025 | 0.51025 | 0.50161 | 0.0099294 | 0.22307 | 0.24129 | 0.2968 | 0.55457 | 0.13581 | 0.505 | 0.505 | 0.010746 | 0.5075 | 0.50775 | 0.5075 | 0.50775 | 0.5075 | 0.0069816 | 0.0069781 |  | 0.44068 |  |  | 0.36486 | 0.27401 | 0.44721 | 0.02975 |  | 0.013592 | 0.0054612 | 0.017375 | 0.20599 | 0.0020195 | 0.00098651 | 0.00099294 | 0.10692 | 0.00099294 | 0.000999 | 0.00051366 | 0.033372 | 0.010598 | 0.0136 | 0.027479 | 0.0136 | 0.0136 | 0 | 0.027168 |  |  | 0.019514 | 0.0098658 | 0.020978 | 0.2313 | 0.2859 | 0.5394 | 0.12756 | 0.0099294 | 0.0099294 | 0.0099294 | 0.015651 | 0.022906 | 0.015651 | 0.016164 | 0.022394 | 0.015162 | 0.014679 | 0.32759 | 0.024187 | 0.024821 | 0.024821 | 0.024187 | 0.024963 | 0.1004 | 0.02975 | 0.068236 | 0.013605 | 0.0054612 | 0.017375 | 0.20599 | 0.00099294 | 0.0039982 | 0.00099294 | 0.092507 | 0.00099294 | 0.000999 | 0.02685 | 0.041729 | 0.032334 | 0.0136 | 0.013565 | 0.0136 | 0.0136 | 0 | 0.027268 | 0.055862 | 0.055399 | 0.019514 | 0.0098657 | 0.020978 | 0.2313 | 0.2859 | 0.5394 | 0.12756 | 0.0099294 | 0.0099294 | 0.0099294 | 0.014894 | 0.01539 | 0.014894 | 0.01539 | 0.014894 | 0.015279 | 0.014789 | 0.32759 |  | 0.024821 | 0.024821 | 0.066689 | 0.024963 | 0.14961 | 0.10219 | 0.083506
6: platform (watertightness) | 0.039034 | 0.017866 | 0.013605 | 0.0054261 | 0.033257 | 0.25924 | 0.00098654 | 0.00099901 | 0.00098657 | 0.091392 | 0.0020439 | 0.00099848 | 0.027271 | 0.041232 | 0.032905 | 0.013565 | 0.013565 | 0.027221 | 0.013548 | 0 | 0.027268 | 0.031056 | 0.031056 | 0.019516 | 0.0098657 | 0.027584 | 0.22838 | 0.28227 | 0.53247 | 0.12599 | 0.025475 | 0.025475 | 0.0098657 | 0.035779 | 0.043019 | 0.035779 | 0.036522 | 0.035779 | 0.015279 | 0.014789 | 0.32342 | 0.069506 | 0.024587 | 0.024587 | 0.055028 | 0.041365 | 0.13901 | 0.029771 | 0.067841 | 0.013605 | 0.0054261 | 0.017239 | 0.20339 | 0.00098657 | 0.0039804 | 0.00098657 | 0.091392 | 0.00098657 | 0.00099901 | 0.048125 | 0.041698 | 0.032341 | 0.013548 | 0.048071 | 0.013548 | 0.013548 | 0 | 0.02702 | 0.055539 | 0.055079 | 0.019516 | 0.0098657 | 0.020879 | 0.22838 | 0.28227 | 0.53247 | 0.12599 | 0.0098657 | 0.0098657 | 0.0098657 | 0.014789 | 0.015279 | 0.014789 | 0.015279 | 0.014789 | 0.014989 | 0.014516 | 0.32342 | 0.091555 | 0.024587 | 0.024587 | 0.066527 | 0.024963 | 0.14946 | 0.029771 | 0.067841 | 0.013605 | 0.0054262 | 0.017239 | 0.2034 | 0.00098657 | 0.0039825 | 0.00098657 | 0.091393 | 0.00098657 | 0.00099901 | 0.027271 | 0.047526 | 0.032341 | 0.025636 | 0.013385 | 0.013574 | 0.013574 | 0 | 0.02727 | 0.055539 | 0.055079 | 0.019516 | 0.0098657 | 0.020879 | 0.22838 | 0.28227 | 0.53248 | 0.12599 | 0.0098657 | 0.0098657 | 0.0098657 | 0.029186 | 0.029932 | 0.029186 | 0.029932 | 0.029186 | 0.015281 | 0.014791 | 0.32342 | 0 | 0.024587 | 0.024587 | 0.068503 | 0.024963 | 0.15191 | 0.028893 | 0.017862 | 0.013605 | 0.016621 | 0.026632 | 0.25402 | 0.00098973 | 0.00099901 | 0.0035244 | 0.091951 | 0.000916 | 0.00099904 | 0.026983 | 0.041255 | 0.032904 | 0.013609 | 0.013609 | 0.013564 | 0.085786 | 0 | 0.027268 | 0.031113 | 0.031113 |  | 0.0098657 | 0.025167 | 0.25385 | 0.30843 | 0.56184 | 0.15016 | 0.020212 | 0.020212 | 0.02043 | 0.029116 | 0.036468 | 0.029116 | 0.02986 | 0.029116 | 0.015279 | 0.014789 | 0.38175 | 0.069565 | 0.082211 | 0.082211 | 0.055062 | 0.04086 | 0.13905 | 0.02975 | 0.069491 | 0.013598 | 0.0054612 | 0.017375 | 0.20599 | 0.0015143 | 0.00098973 | 0.00099294 | 0.10045 | 0.00099294 | 0.000999 | 0.51366 | 0.0071085 | 0.032235 | 0.0069781 | 0.50688 | 0.0069781 | 0.0069781 | 0 | 0.023708 | 0.060141 | 0.059681 | 0.019514 | 0.0098657 | 0.020978 | 0.2313 | 0.2859 | 0.5394 | 0.12756 | 0.0099294 | 0.0099294 | 0.0099294 | 0.014894 | 0.0069816 | 0.014894 | 0.01539 | 0.0069781 | 0.01113 | 0.010883 | 0.32759 | 0.024493 | 0.024821 | 0.024821 | 0.024493 | 0.024963 | 0.10262 | 0.02975 | 0.054819 | 0.013612 | 0.0054612 | 0.017375 | 0.20599 | 0.00050688 | 0.0032457 | 0.00099294 | 0.0075156 | 0.00099294 | 0.000999 | 0.00051366 |  | 0.010598 | 0.50687 | 0.50687 | 0.27782 | 0.042213 | 0 |  |  |  | 0.019514 | 0.0098657 | 0.020978 | 0.2313 | 0.2859 | 0.5394 | 0.12756 | 0.0099294 | 0.0099294 | 0.0099294 | 0.015651 | 0.016164 | 0.015651 | 0.016164 | 0.015651 | 0.01113 | 0.010883 | 0.32759 | 0.48141 | 0.024821 | 0.024821 | 0.4484 | 0.024963 | 0.5525 | 0.50975 | 0.50975 | 0.00050681 | 0.0027775 | 0.50875 | 0.60375 | 0.00051025 | 0.000505 | 0.0005005 | 0.00054659 | 0.5005 | 0.0005005 | 0.51366 | 0.51698 | 0.010598 | 0.0075156 | 0.0075156 | 0.0069695 | 0.50687 | 0 | 0.50687 | 0.011205 | 0.011205 | 0.51 | 0.0099294 | 0.47823 | 0.6165 | 0.644 | 0.77169 | 0.56425 | 0.505 | 1 | 0.000505 | 0.5075 | 0.50775 | 0.5075 | 0.50775 | 0.5075 | 0.0069816 | 0.0069781 | 0.665 | 0.5125 | 0.5125 | 0.5125 | 0.010506 | 0.5125 | 0.011326 | 0.034606 |  | 0.00050681 | 0.0057603 | 0.00050875 | 0.00060375 | 0.00051025 | 0.0005005 | 0.0012976 | 0.54659 | 0.0010473 | 0.00099898 | 0.51366 | 0.00051698 | 0.033608 | 0.00050688 | 0.00050688 | 0.013652 |  | 0 | 0.027362 | 0.00051025 | 0.00051025 | 0.062625 | 0.0099294 | 0.011535 | 0.23581 | 0.29135 | 0.54924 | 0.13027 | 0.010695 | 0.010695 | 0.010473 | 0.15851 | 0.16502 | 0.15851 | 0.16377 | 0.15851 | 0.015389 | 0.014893 | 0.34198 | 0.026393 | 0.027023 | 0.027023 | 0.026007 | 0.024736 | 0.10787 | 0.02975 | 0.069491 | 0.013598 | 0.0054612 | 0.017375 | 0.20599 | 0.0015143 | 0.00098973 | 0.00099294 | 0.10045 | 0.00099294 | 0.000999 | 0.00051366 | 0.0071085 | 0.032235 | 0.0069781 | 0.50687 | 0.0069781 | 0.0069781 | 0 | 0.023708 | 0.060141 | 0.059681 | 0.019514 | 0.0098657 | 0.020978 | 0.2313 | 0.2859 | 0.5394 | 0.12756 | 0.0099294 | 0.0099294 | 0.0099294 | 0.015651 | 0.50775 | 0.015651 | 0.016164 | 0.5075 | 0.01113 | 0.010883 | 0.32759 | 0.024493 | 0.024821 | 0.024821 | 0.024493 | 0.024963 | 0.10262 | 0.02975 | 0.068149 | 0.013605 | 0.0054612 | 0.017375 | 0.20599 | 0.00098973 | 0.0034859 | 0.00099294 | 0.091951 | 0.00099294 | 0.000999 | 0.026983 | 0.041736 | 0.032335 | 0.013609 | 0.013609 | 0.047381 | 0.040884 | 0 | 0.027268 | 0.055794 | 0.055331 | 0.019514 | 0.0098657 | 0.020978 | 0.2313 | 0.2859 | 0.5394 | 0.12756 | 0.0099294 | 0.0099294 | 0.0099294 | 0.014894 | 0.01539 | 0.014894 | 0.01539 | 0.014894 | 0.015279 | 0.014789 | 0.32759 | 0.091793 | 0.024821 | 0.024821 | 0.066659 | 0.024963 | 0.14958 | 0.099812 | 0.0825
6: ballast system failure | 0.039034 | 0.017866 | 0.013605 | 0.0054261 | 0.033257 | 0.25924 | 0.00098654 | 0.00099901 | 0.00098657 | 0.091392 | 0.0020439 | 0.00099848 | 0.027271 | 0.041232 | 0.032905 | 0.013565 | 0.013565 | 0.027221 | 0.013548 | 0 | 0.027268 | 0.031056 | 0.031056 | 0.019516 | 0.0098657 | 0.027584 | 0.22838 | 0.28227 | 0.53247 | 0.12599 | 0.025475 | 0.025475 | 0.0098657 | 0.035779 | 0.043019 | 0.035779 | 0.036522 | 0.035779 | 0.015279 | 0.014789 | 0.32342 | 0.069506 | 0.024587 | 0.024587 | 0.055028 | 0.041365 | 0.13901 | 0.029771 | 0.067841 | 0.013605 | 0.0054261 | 0.017239 | 0.20339 | 0.00098657 | 0.0039804 | 0.00098657 | 0.091392 | 0.00098657 | 0.00099901 | 0.048125 | 0.041698 | 0.032341 | 0.013548 | 0.048071 | 0.013548 | 0.013548 | 0 | 0.027019 | 0.055539 | 0.055079 | 0.019516 | 0.0098657 | 0.020879 | 0.22838 | 0.28227 | 0.53247 | 0.12599 | 0.0098657 | 0.0098657 | 0.0098657 | 0.014789 | 0.015279 | 0.014789 | 0.015279 | 0.014789 | 0.014989 | 0.014516 | 0.32342 | 0.091555 | 0.024587 | 0.024587 | 0.066527 | 0.024963 | 0.14946 | 0.029771 | 0.067841 | 0.013605 | 0.0054262 | 0.017239 | 0.2034 | 0.00098657 | 0.0039825 | 0.00098657 | 0.091393 | 0.00098657 | 0.00099901 | 0.027271 | 0.047526 | 0.032341 | 0.025636 | 0.013385 | 0.013574 | 0.013574 | 0 | 0.02727 | 0.055539 | 0.055079 | 0.019516 | 0.0098657 | 0.020879 | 0.22838 | 0.28227 | 0.53248 | 0.12599 | 0.0098657 | 0.0098657 | 0.0098657 | 0.029186 | 0.029932 | 0.029186 | 0.029932 | 0.029186 | 0.015281 | 0.014791 | 0.32342 |  | 0.024587 | 0.024587 | 0.068503 | 0.024963 | 0.15191 | 0.038495 | 0.017862 | 0.013605 | 0.0054261 | 0.026632 | 0.25402 | 0.00098973 | 0.00099901 | 0.00098657 | 0.091951 | 0.000916 | 0.00099904 | 0.026983 | 0.041255 | 0.032904 | 0.013609 | 0.013609 | 0.013564 | 0.013548 | 0 | 0.027268 | 0.031113 | 0.031113 | 0.019516 | 0.0098657 | 0.025167 | 0.22838 | 0.28226 | 0.53247 | 0.12599 | 0.020212 | 0.020212 | 0.0098657 | 0.029116 | 0.036468 | 0.029116 | 0.02986 | 0.029116 | 0.015279 | 0.014789 | 0.32341 | 0.069565 | 0.024587 | 0.024587 | 0.055062 | 0.04086 | 0.13905 | 0.02975 | 0.069491 | 0.013598 | 0.0054612 | 0.017375 | 0.20599 | 0.0015143 | 0.00098973 | 0.00099294 | 0.10045 | 0.00099294 | 0.000999 | 0.51366 | 0.0071085 | 0.032235 | 0.0069781 | 0.50687 | 0.0069781 | 0.0069781 | 0 | 0.023708 | 0.060141 | 0.059681 | 0.019514 | 0.0098657 | 0.020978 | 0.2313 | 0.2859 | 0.5394 | 0.12756 | 0.0099294 | 0.0099294 | 0.0099294 | 0.014894 | 0.0069816 | 0.014894 | 0.01539 | 0.0069781 | 0.01113 | 0.010883 | 0.32759 | 0.024493 | 0.024821 | 0.024821 | 0.024493 | 0.024963 | 0.10262 | 0.03889 | 0.018532 | 0.013612 | 0.0054612 | 0.019602 | 0.22225 | 0.00050688 | 0.00099925 | 0.00099294 | 0.0075156 | 0.0011109 | 0.00099895 | 0.00051366 | 0.037821 | 0.033101 | 0.0069695 | 0.0069695 | 0.013609 |  | 0 | 0.027316 | 0.022548 | 0.022548 | 0.019514 | 0.0098657 | 0.022072 | 0.2313 | 0.2859 | 0.5394 | 0.12756 | 0.013781 | 0.013781 | 0.0099294 | 0.019133 | 0.023104 | 0.019133 | 0.019646 | 0.019133 | 0.015335 | 0.014842 | 0.32759 | 0.060511 | 0.024821 | 0.024821 | 0.049815 | 0.036783 | 0.1339 | 0.50975 | 0.00050975 | 0.00050681 | 0.0027775 | 0.00050875 | 0.00060375 | 0.00051025 | 0.000505 | 0.000505 | 0.00054659 | 0.0005005 | 0.0005005 | 0.00051366 | 0.00051698 | 0.010598 | 0.50687 | 0.50687 | 0.50688 | 0.50687 | 0 | 0.50687 | 0.51025 | 0.011205 | 0.51 | 0.0099294 | 0.47823 | 0.6165 | 0.644 | 0.77169 | 0.56425 | 0.000505 | 0.000505 | 1 | 0.0005075 | 0.00050775 | 0.0005075 | 0.00050775 | 0.0005075 | 0.0069816 | 0.0069781 | 0.000665 | 0.5125 | 0.0005125 | 0.0005125 | 0.5125 | 0.0005125 | 0.5525 | 0.043638 | 0.018532 | 0.00050681 | 0.0057603 | 0.00050875 | 0.00060375 | 0.00051025 | 0.0005005 | 0.0012976 | 0.0075156 | 0.0011325 | 0.00099893 | 0.51366 | 0.00051698 | 0.033608 | 0.00050688 | 0.00050688 | 0.013652 |  | 0 | 0.027362 | 0.00051025 | 0.00051025 | 0.062625 | 0.0099294 | 0.011535 | 0.23581 | 0.29135 | 0.54924 | 0.13027 | 0.011539 | 0.011539 | 0.010473 | 0.15851 | 0.16502 | 0.15851 | 0.16377 | 0.15851 | 0.015389 | 0.014893 | 0.34198 | 0.026393 | 0.027023 | 0.027023 | 0.026007 | 0.024736 | 0.10787 | 0.02975 | 0.069491 | 0.013598 | 0.0054612 | 0.017375 | 0.20599 | 0.0015143 | 0.00098973 | 0.00099294 | 0.10045 | 0.00099294 | 0.000999 | 0.00051366 | 0.0071085 | 0.032235 | 0.0069781 | 0.50687 | 0.0069781 | 0.0069781 | 0 | 0.023708 | 0.060141 | 0.059681 | 0.019514 | 0.0098657 | 0.020978 | 0.2313 | 0.2859 | 0.5394 | 0.12756 | 0.0099294 | 0.0099294 | 0.0099294 | 0.015651 | 0.50775 | 0.015651 | 0.016164 | 0.5075 | 0.01113 | 0.010883 | 0.32759 | 0.024493 | 0.024821 | 0.024821 | 0.024493 | 0.024963 | 0.10262 | 0.02975 | 0.068149 | 0.013605 | 0.0054612 | 0.017375 | 0.20599 | 0.00098973 | 0.0034859 | 0.00099294 | 0.091951 | 0.00099294 | 0.000999 | 0.026983 | 0.041736 | 0.032335 | 0.013609 | 0.013609 | 0.047381 | 0.040884 | 0 | 0.027268 | 0.055794 | 0.055331 | 0.019514 | 0.0098657 | 0.020978 | 0.2313 | 0.2859 | 0.5394 | 0.12756 | 0.0099294 | 0.0099294 | 0.0099294 | 0.014894 | 0.01539 | 0.014894 | 0.01539 | 0.014894 | 0.015279 | 0.014789 | 0.32759 | 0.091793 | 0.024821 | 0.024821 | 0.066659 | 0.024963 | 0.14958 | 0.080588 | 0.040883
6: chain | 0.029771 | 0.067841 | 0.013605 | 0.0054261 | 0.017239 | 0.20339 | 0.00098657 | 0.0039804 | 0.00098657 | 0.091392 | 0.00098657 | 0.00099901 | 0.027271 | 0.041698 | 0.032341 | 0.013548 | 0.070788 | 0.013548 | 0.013548 | 0 | 0.026856 | 0.055539 | 0.055079 | 0.019516 | 0.0098657 | 0.020879 | 0.22838 | 0.28227 | 0.53247 | 0.12599 | 0.0098657 | 0.0098657 | 0.0098657 | 0.014789 | 0.015279 | 0.014789 | 0.015279 | 0.014789 | 0.014798 | 0.014336 | 0.32342 | 0.091555 | 0.024587 | 0.024587 | 0.066527 | 0.024963 | 0.14946 | 0.029771 | 0.067841 | 0.013605 | 0.0054261 | 0.017239 | 0.20339 | 0.00098657 | 0.0034716 | 0.00098657 | 0.091392 | 0.00098657 | 0.00099901 | 0.027271 | 0.034946 | 0.032341 | 0.070461 | 0.035999 | 0.047302 | 0.047302 | 0 | 0.027107 | 0.055539 | 0.055079 | 0.019516 | 0.0098657 | 0.020879 | 0.22838 | 0.28226 | 0.53247 | 0.12599 | 0.0098657 | 0.0098657 | 0.0098657 | 0.014789 | 0.015279 | 0.014789 | 0.015279 | 0.014789 | 0.015091 | 0.014612 | 0.32341 | 0.089371 | 0.024587 | 0.024587 | 0.064239 | 0.024963 | 0.14662 | 0.039034 | 0.017866 | 0.013605 | 0.0054261 | 0.033259 | 0.25924 | 0.00098651 | 0.00099901 | 0.00098657 | 0.091388 | 0.0020441 | 0.00099848 | 0.027284 | 0.041232 | 0.032905 | 0.013565 | 0.013565 | 0.027243 | 0.013548 | 0 | 0.027268 | 0.031056 | 0.031056 | 0.019516 | 0.0098657 | 0.027585 | 0.22838 | 0.28226 | 0.53247 | 0.12599 | 0.025477 | 0.025477 | 0.0098657 | 0.035786 | 0.043025 | 0.035786 | 0.036529 | 0.035786 | 0.015279 | 0.014789 | 0.32341 | 0.069505 | 0.024587 | 0.024587 | 0.055027 | 0.041365 | 0.13901 | 0.03132 | 0.038604 | 0.013612 | 0.0027875 | 0.0069317 | 0.0082261 | 0.00050681 | 0.0027793 | 0.00050681 | 0.0074473 | 0.00050681 | 0.00099925 | 0.044611 | 0.041266 | 0.032897 | 0.0136 | 0.0355 | 0.0136 | 0.0136 | 0 | 0.02711 | 0.03139 | 0.031143 | 0.019684 | 0.0098657 | 0.013686 | 0.0083998 | 0.0087745 | 0.010514 | 0.0076879 | 0.0050681 | 0.0050681 | 0.0050681 | 0.0069147 | 0.0069181 | 0.0069147 | 0.0069181 | 0.0069147 | 0.015095 | 0.014616 | 0.0090606 | 0.069709 | 0.0069828 | 0.0069828 | 0.05508 | 0.024975 | 0.13907 | 0.03132 | 0.038604 | 0.013612 | 0.0027875 | 0.0069317 | 0.0082261 | 0.00050681 | 0.0025396 | 0.00050681 | 0.0074473 | 0.00050681 | 0.00099925 | 0.00051366 | 0.27916 | 0.032897 | 0.50687 | 0.0070628 | 0.0069781 | 0.0069781 | 0 | 0.027315 | 0.03139 | 0.031143 | 0.019684 | 0.0098657 | 0.013686 | 0.0083998 | 0.0087745 | 0.010514 | 0.0076879 | 0.0050681 | 0.0050681 | 0.0050681 | 0.5075 | 0.50775 | 0.5075 | 0.50775 | 0.5075 | 0.015334 | 0.014841 | 0.0090606 | 0.15063 | 0.0069828 | 0.0069828 | 0.13776 | 0.024975 | 0.24165 | 0.025187 | 0.010659 | 0.00050681 | 0.45337 | 0.50875 | 0.60375 | 0.00050688 | 0.0005005 | 0.5005 | 0.0075156 | 0.00054659 | 0.00099923 | 0.0070628 | 0.51698 | 0.021873 | 0.0069695 | 0.0069695 | 0.0069695 | 0.47045 | 0 | 0.020137 | 0.51025 | 0.51025 | 0.39189 | 0.0050681 | 0.47823 | 0.6165 | 0.644 | 0.77169 | 0.56425 | 0.505 | 0.505 | 0.505 | 0.5075 | 0.50775 | 0.5075 | 0.50775 | 0.5075 | 0.0069816 | 0.0069781 | 0.665 | 0.44068 | 0.5125 | 0.5125 | 0.36486 | 0.27401 | 0.44721 | 0.50975 | 0.010659 | 0.00050681 | 0.50275 | 0.50875 | 0.60375 | 0.072241 | 0.00050688 | 0.0005005 | 0.54659 | 0.00054659 | 0.0005005 | 0.51366 | 0.0071085 | 0.010598 | 0.0069781 | 0.50688 | 0.0069781 | 0.0069781 | 0 | 0.50687 | 0.51025 | 0.51025 | 0.51 | 0.0050681 | 0.47823 | 0.6165 | 0.644 | 0.77169 | 0.56425 | 0.505 | 0.505 | 0.505 | 1 | 0.0069816 | 0.5075 | 0.50775 | 0.0069781 | 0.0069816 | 0.0069781 | 0.022589 | 0.012925 | 0.012925 | 0.012925 | 0.012925 | 0.5125 | 0.018767 | 0.025187 | 0.010659 | 0.00050681 | 0.3564 | 0.50875 | 0.60375 | 0.00050688 | 0.0005005 | 0.068953 | 0.0075156 | 0.00054659 | 0.00099923 | 0.0070628 | 0.51698 | 0.021873 | 0.0069695 | 0.0069695 | 0.0069695 | 0.47045 | 0 | 0.020137 | 0.51025 | 0.51025 | 0.39189 | 0.0099294 | 0.22307 | 0.6165 | 0.644 | 0.77169 | 0.56425 | 0.505 | 0.505 | 0.37481 | 0.5075 | 0.50775 | 0.5075 | 0.50775 | 0.5075 | 0.0069816 | 0.0069781 | 0.665 | 0.44068 | 0.5125 | 0.5125 | 0.36486 | 0.27401 | 0.44721 | 0.03132 | 0.038604 | 0.013612 | 0.0027875 | 0.0069317 | 0.0082261 | 0.00050681 | 0.0025396 | 0.00050681 | 0.0074473 | 0.00050681 | 0.00099925 | 0.00051366 | 0.26214 | 0.032897 | 0.47157 | 0.013559 | 0.0069781 | 0.0069781 | 0 | 0.027268 | 0.03139 | 0.031143 | 0.019684 | 0.0098657 | 0.013686 | 0.0083998 | 0.0087745 | 0.010514 | 0.0076879 | 0.0050681 | 0.0050681 | 0.0050681 | 0.5075 | 0.50775 | 0.5075 | 0.50775 | 0.5075 | 0.015279 | 0.01479 | 0.0090606 | 0.14484 | 0.0069828 | 0.0069828 | 0.13185 | 0.024975 | 0.23431 | 0.02975 | 0.068236 | 0.013605 | 0.0054612 | 0.017375 | 0.20599 | 0.00099294 | 0.0039982 | 0.00099294 | 0.092507 | 0.00099294 | 0.000999 | 0.045067 | 0.041729 | 0.032334 | 0.0136 | 0.045178 | 0.0136 | 0.0136 | 0 | 0.027041 | 0.055862 | 0.055399 | 0.019514 | 0.0098657 | 0.020978 | 0.2313 | 0.2859 | 0.5394 | 0.12756 | 0.0099294 | 0.0099294 | 0.0099294 | 0.014894 | 0.01539 | 0.014894 | 0.01539 | 0.014894 | 0.015013 | 0.014539 | 0.32759 | 0.091852 | 0.024821 | 0.024821 | 0.066689 | 0.024963 | 0.14961 | 0.13402 | 0.13516
6: synthetic rope | 0.029771 | 0.067841 | 0.013605 | 0.0054261 | 0.017239 | 0.20339 | 0.00098657 | 0.0039804 | 0.00098657 | 0.091392 | 0.00098657 | 0.00099901 | 0.027271 | 0.041698 | 0.032341 | 0.013548 | 0.070788 | 0.013548 | 0.013548 | 0 | 0.026856 | 0.055539 | 0.055079 | 0.019516 | 0.0098657 | 0.020879 | 0.22838 | 0.28227 | 0.53247 | 0.12599 | 0.0098657 | 0.0098657 | 0.0098657 | 0.014789 | 0.015279 | 0.014789 | 0.015279 | 0.014789 | 0.014798 | 0.014336 | 0.32342 | 0.091555 | 0.024587 | 0.024587 | 0.066527 | 0.024963 | 0.14946 | 0.029771 | 0.067841 | 0.013605 | 0.0054261 | 0.017239 | 0.20339 | 0.00098657 | 0.0034716 | 0.00098657 | 0.091392 | 0.00098657 | 0.00099901 | 0.027271 | 0.034946 | 0.032341 | 0.070461 | 0.035999 | 0.047302 | 0.047302 | 0 | 0.027107 | 0.055539 | 0.055079 | 0.019516 | 0.0098657 | 0.020879 | 0.22838 | 0.28226 | 0.53247 | 0.12599 | 0.0098657 | 0.0098657 | 0.0098657 | 0.014789 | 0.015279 | 0.014789 | 0.015279 | 0.014789 | 0.015091 | 0.014612 | 0.32341 | 0.089371 | 0.024587 | 0.024587 | 0.064239 | 0.024963 | 0.14662 | 0.039034 | 0.017866 | 0.013605 | 0.0054261 | 0.033259 | 0.25924 | 0.00098651 | 0.00099901 | 0.00098657 | 0.091388 | 0.0020441 | 0.00099848 | 0.027284 | 0.041232 | 0.032905 | 0.013565 | 0.013565 | 0.027243 | 0.013548 | 0 | 0.027268 | 0.031056 | 0.031056 | 0.019516 | 0.0098657 | 0.027585 | 0.22838 | 0.28226 | 0.53247 | 0.12599 | 0.025477 | 0.025477 | 0.0098657 | 0.035786 | 0.043025 | 0.035786 | 0.036529 | 0.035786 | 0.015279 | 0.014789 | 0.32341 | 0.069505 | 0.024587 | 0.024587 | 0.055027 | 0.041365 | 0.13901 | 0.03132 | 0.038604 | 0.013612 | 0.0027875 | 0.0069317 | 0.0082261 | 0.00050681 | 0.0027793 | 0.00050681 | 0.0074473 | 0.00050681 | 0.00099925 | 0.044611 | 0.041266 | 0.032897 | 0.0136 | 0.0355 | 0.0136 | 0.0136 | 0 | 0.02711 | 0.03139 | 0.031143 | 0.019684 | 0.0098657 | 0.013686 | 0.0083998 | 0.0087745 | 0.010514 | 0.0076879 | 0.0050681 | 0.0050681 | 0.0050681 | 0.0069147 | 0.0069181 | 0.0069147 | 0.0069181 | 0.0069147 | 0.015095 | 0.014616 | 0.0090606 | 0.069709 | 0.0069828 | 0.0069828 | 0.05508 | 0.024975 | 0.13907 | 0.03132 | 0.038604 | 0.013612 | 0.0027875 | 0.0069317 | 0.0082261 | 0.00050681 | 0.0025396 | 0.00050681 | 0.0074473 | 0.00050681 | 0.00099925 | 0.00051366 | 0.27916 | 0.032897 | 0.50687 | 0.0070628 | 0.0069781 | 0.0069781 | 0 | 0.027315 | 0.03139 | 0.031143 | 0.019684 | 0.0098657 | 0.013686 | 0.0083998 | 0.0087745 | 0.010514 | 0.0076879 | 0.0050681 | 0.0050681 | 0.0050681 | 0.5075 | 0.50775 | 0.5075 | 0.50775 | 0.5075 | 0.015334 | 0.014841 | 0.0090606 | 0.15063 | 0.0069828 | 0.0069828 | 0.13776 | 0.024975 | 0.24165 | 0.025187 | 0.010659 | 0.00050681 | 0.45337 | 0.50875 | 0.60375 | 0.00050688 | 0.0005005 | 0.5005 | 0.0075156 | 0.00054659 | 0.00099923 | 0.0070628 | 0.51698 | 0.021873 | 0.0069695 | 0.0069695 | 0.0069695 | 0.47045 | 0 | 0.020137 | 0.51025 | 0.51025 | 0.39189 | 0.0050681 | 0.47823 | 0.6165 | 0.644 | 0.77169 | 0.56425 | 0.505 | 0.505 | 0.505 | 0.5075 | 0.50775 | 0.5075 | 0.50775 | 0.5075 | 0.0069816 | 0.0069781 | 0.665 | 0.44068 | 0.5125 | 0.5125 | 0.36486 | 0.27401 | 0.44721 | 0.50975 | 0.010659 | 0.00050681 | 0.50275 | 0.50875 | 0.60375 | 0.072241 | 0.00050688 | 0.0005005 | 0.54659 | 0.00054659 | 0.0005005 | 0.51366 | 0.0071085 | 0.010598 | 0.0069816 | 0.50688 | 0.0069816 | 0.0069816 | 0 | 0.50687 | 0.51025 | 0.51025 | 0.51 | 0.0050681 | 0.47823 | 0.6165 | 0.644 | 0.77169 | 0.56425 | 0.505 | 0.505 | 0.505 | 0.5075 | 1 | 0.5075 | 0.50775 | 0.0069781 | 0.0069816 | 0.0069781 | 0.022589 | 0.012925 | 0.012925 | 0.012925 | 0.012925 | 0.5125 | 0.018767 | 0.025187 | 0.010659 | 0.00050681 | 0.3564 | 0.50875 | 0.60375 | 0.00050688 | 0.0005005 | 0.068953 | 0.0075156 | 0.00054659 | 0.00099923 | 0.0070628 | 0.51698 | 0.021873 | 0.0069695 | 0.0069695 | 0.0069695 | 0.47045 | 0 | 0.020137 | 0.51025 | 0.51025 | 0.39189 | 0.0099294 | 0.22307 | 0.6165 | 0.644 | 0.77169 | 0.56425 | 0.505 | 0.505 | 0.37481 | 0.5075 | 0.50775 | 0.5075 | 0.50775 | 0.5075 | 0.0069816 | 0.0069781 | 0.665 | 0.44068 | 0.5125 | 0.5125 | 0.36486 | 0.27401 | 0.44721 | 0.03132 | 0.038604 | 0.013612 | 0.0027875 | 0.0069317 | 0.0082261 | 0.00050681 | 0.0025396 | 0.00050681 | 0.0074473 | 0.00050681 | 0.00099925 | 0.00051366 | 0.26214 | 0.032897 | 0.47157 | 0.013559 | 0.0069781 | 0.0069781 | 0 | 0.027268 | 0.03139 | 0.031143 | 0.019684 | 0.0098657 | 0.013686 | 0.0083998 | 0.0087745 | 0.010514 | 0.0076879 | 0.0050681 | 0.0050681 | 0.0050681 | 0.5075 | 0.50775 | 0.5075 | 0.50775 | 0.5075 | 0.015279 | 0.01479 | 0.0090606 | 0.14484 | 0.0069828 | 0.0069828 | 0.13185 | 0.024975 | 0.23431 | 0.02975 | 0.068236 | 0.013605 | 0.0054612 | 0.017375 | 0.20599 | 0.00099294 | 0.0039982 | 0.00099294 | 0.092507 | 0.00099294 | 0.000999 | 0.045067 | 0.041729 | 0.032334 | 0.0136 | 0.045178 | 0.0136 | 0.0136 | 0 | 0.027041 | 0.055862 | 0.055399 | 0.019514 | 0.0098657 | 0.020978 | 0.2313 | 0.2859 | 0.5394 | 0.12756 | 0.0099294 | 0.0099294 | 0.0099294 | 0.014894 | 0.01539 | 0.014894 | 0.01539 | 0.014894 | 0.015013 | 0.014539 | 0.32759 | 0.091852 | 0.024821 | 0.024821 | 0.066689 | 0.024963 | 0.14961 | 0.13508 | 0.13294
6: wire rope | 0.029771 | 0.067841 | 0.013605 | 0.0054261 | 0.017239 | 0.20339 | 0.00098657 | 0.0039804 | 0.00098657 | 0.091392 | 0.00098657 | 0.00099901 | 0.027271 | 0.041698 | 0.032341 | 0.013548 | 0.070788 | 0.013548 | 0.013548 | 0 | 0.026856 | 0.055539 | 0.055079 | 0.019516 | 0.0098657 | 0.020879 | 0.22838 | 0.28227 | 0.53247 | 0.12599 | 0.0098657 | 0.0098657 | 0.0098657 | 0.014789 | 0.015279 | 0.014789 | 0.015279 | 0.014789 | 0.014798 | 0.014336 | 0.32342 | 0.091555 | 0.024587 | 0.024587 | 0.066527 | 0.024963 | 0.14946 | 0.029771 | 0.067841 | 0.013605 | 0.0054261 | 0.017239 | 0.20339 | 0.00098657 | 0.0034716 | 0.00098657 | 0.091392 | 0.00098657 | 0.00099901 | 0.027271 | 0.034946 | 0.032341 | 0.070461 | 0.035999 | 0.047302 | 0.047302 | 0 | 0.027107 | 0.055539 | 0.055079 | 0.019516 | 0.0098657 | 0.020879 | 0.22838 | 0.28226 | 0.53247 | 0.12599 | 0.0098657 | 0.0098657 | 0.0098657 | 0.014789 | 0.015279 | 0.014789 | 0.015279 | 0.014789 | 0.015091 | 0.014612 | 0.32341 | 0.089371 | 0.024587 | 0.024587 | 0.064239 | 0.024963 | 0.14662 | 0.039034 | 0.017866 | 0.013605 | 0.0054261 | 0.033259 | 0.25924 | 0.00098651 | 0.00099901 | 0.00098657 | 0.091388 | 0.0020441 | 0.00099848 | 0.027284 | 0.041232 | 0.032905 | 0.013565 | 0.013565 | 0.027243 | 0.013548 | 0 | 0.027268 | 0.031056 | 0.031056 | 0.019516 | 0.0098657 | 0.027585 | 0.22838 | 0.28226 | 0.53247 | 0.12599 | 0.025477 | 0.025477 | 0.0098657 | 0.035786 | 0.043025 | 0.035786 | 0.036529 | 0.035786 | 0.015279 | 0.014789 | 0.32341 | 0.069505 | 0.024587 | 0.024587 | 0.055027 | 0.041365 | 0.13901 | 0.03132 | 0.038604 | 0.013612 | 0.0027875 | 0.0069317 | 0.0082261 | 0.00050681 | 0.0027793 | 0.00050681 | 0.0074473 | 0.00050681 | 0.00099925 | 0.044611 | 0.041266 | 0.032897 | 0.0136 | 0.0355 | 0.0136 | 0.0136 | 0 | 0.02711 | 0.03139 | 0.031143 | 0.019684 | 0.0098657 | 0.013686 | 0.0083998 | 0.0087745 | 0.010514 | 0.0076879 | 0.0050681 | 0.0050681 | 0.0050681 | 0.0069147 | 0.0069181 | 0.0069147 | 0.0069181 | 0.0069147 | 0.015095 | 0.014616 | 0.0090606 | 0.069709 | 0.0069828 | 0.0069828 | 0.05508 | 0.024975 | 0.13907 | 0.03132 | 0.038604 | 0.013612 | 0.0027875 | 0.0069317 | 0.0082261 | 0.00050681 | 0.0025396 | 0.00050681 | 0.0074473 | 0.00050681 | 0.00099925 | 0.00051366 | 0.27916 | 0.032897 | 0.50687 | 0.0070628 | 0.0069781 | 0.0069781 | 0 | 0.027315 | 0.03139 | 0.031143 | 0.019684 | 0.0098657 | 0.013686 | 0.0083998 | 0.0087745 | 0.010514 | 0.0076879 | 0.0050681 | 0.0050681 | 0.0050681 | 0.5075 | 0.50775 | 0.5075 | 0.50775 | 0.5075 | 0.015334 | 0.014841 | 0.0090606 | 0.15063 | 0.0069828 | 0.0069828 | 0.13776 | 0.024975 | 0.24165 | 0.025187 | 0.010659 | 0.00050681 | 0.45337 | 0.50875 | 0.60375 | 0.00050688 | 0.0005005 | 0.5005 | 0.0075156 | 0.00054659 | 0.00099923 | 0.0070628 | 0.51698 | 0.021873 | 0.0069695 | 0.0069695 | 0.0069695 | 0.47045 | 0 | 0.020137 | 0.51025 | 0.51025 | 0.39189 | 0.0050681 | 0.47823 | 0.6165 | 0.644 | 0.77169 | 0.56425 | 0.505 | 0.505 | 0.505 | 0.5075 | 0.50775 | 0.5075 | 0.50775 | 0.5075 | 0.0069816 | 0.0069781 | 0.665 | 0.44068 | 0.5125 | 0.5125 | 0.36486 | 0.27401 | 0.44721 | 0.50975 | 0.010659 | 0.00050681 | 0.50275 | 0.50875 | 0.60375 | 0.072241 | 0.00050688 | 0.0005005 | 0.54659 | 0.00054659 | 0.0005005 | 0.51366 | 0.0071085 | 0.010598 | 0.0069781 | 0.50688 | 0.0069781 | 0.0069781 | 0 | 0.50687 | 0.51025 | 0.51025 | 0.51 | 0.0050681 | 0.47823 | 0.6165 | 0.644 | 0.77169 | 0.56425 | 0.505 | 0.505 | 0.505 | 0.5075 | 0.0069816 | 1 | 0.50775 | 0.0069781 | 0.0069816 | 0.0069781 | 0.022589 | 0.012925 | 0.012925 | 0.012925 | 0.012925 | 0.5125 | 0.018767 | 0.025187 | 0.010659 | 0.00050681 | 0.3564 | 0.50875 | 0.60375 | 0.00050688 | 0.0005005 | 0.068953 | 0.0075156 | 0.00054659 | 0.00099923 | 0.0070628 | 0.51698 | 0.021873 | 0.0069695 | 0.0069695 | 0.0069695 | 0.47045 | 0 | 0.020137 | 0.51025 | 0.51025 | 0.39189 | 0.0099294 | 0.22307 | 0.6165 | 0.644 | 0.77169 | 0.56425 | 0.505 | 0.505 | 0.37481 | 0.5075 | 0.50775 | 0.5075 | 0.50775 | 0.5075 | 0.0069816 | 0.0069781 | 0.665 | 0.44068 | 0.5125 | 0.5125 | 0.36486 | 0.27401 | 0.44721 | 0.03132 | 0.038604 | 0.013612 | 0.0027875 | 0.0069317 | 0.0082261 | 0.00050681 | 0.0025396 | 0.00050681 | 0.0074473 | 0.00050681 | 0.00099925 | 0.00051366 | 0.26214 | 0.032897 | 0.47157 | 0.013559 | 0.0069781 | 0.0069781 | 0 | 0.027268 | 0.03139 | 0.031143 | 0.019684 | 0.0098657 | 0.013686 | 0.0083998 | 0.0087745 | 0.010514 | 0.0076879 | 0.0050681 | 0.0050681 | 0.0050681 | 0.5075 | 0.50775 | 0.5075 | 0.50775 | 0.5075 | 0.015279 | 0.01479 | 0.0090606 | 0.14484 | 0.0069828 | 0.0069828 | 0.13185 | 0.024975 | 0.23431 | 0.02975 | 0.068236 | 0.013605 | 0.0054612 | 0.017375 | 0.20599 | 0.00099294 | 0.0039982 | 0.00099294 | 0.092507 | 0.00099294 | 0.000999 | 0.045067 | 0.041729 | 0.032334 | 0.0136 | 0.045178 | 0.0136 | 0.0136 | 0 | 0.027041 | 0.055862 | 0.055399 | 0.019514 | 0.0098657 | 0.020978 | 0.2313 | 0.2859 | 0.5394 | 0.12756 | 0.0099294 | 0.0099294 | 0.0099294 | 0.014894 | 0.01539 | 0.014894 | 0.01539 | 0.014894 | 0.015013 | 0.014539 | 0.32759 | 0.091852 | 0.024821 | 0.024821 | 0.066689 | 0.024963 | 0.14961 | 0.13402 | 0.13516
6: connectors | 0.029771 | 0.067841 | 0.013605 | 0.0054261 | 0.017239 | 0.20339 | 0.00098657 | 0.0039804 | 0.00098657 | 0.091392 | 0.00098657 | 0.00099901 | 0.027271 | 0.041698 | 0.032341 | 0.013548 | 0.070788 | 0.013548 | 0.013548 | 0 | 0.026856 | 0.055539 | 0.055079 | 0.019516 | 0.0098657 | 0.020879 | 0.22838 | 0.28227 | 0.53247 | 0.12599 | 0.0098657 | 0.0098657 | 0.0098657 | 0.014789 | 0.015279 | 0.014789 | 0.015279 | 0.014789 | 0.014798 | 0.014336 | 0.32342 | 0.091555 | 0.024587 | 0.024587 | 0.066527 | 0.024963 | 0.14946 | 0.029771 | 0.067841 | 0.013605 | 0.0054261 | 0.017239 | 0.20339 | 0.00098657 | 0.0034716 | 0.00098657 | 0.091392 | 0.00098657 | 0.00099901 | 0.027271 | 0.034946 | 0.032341 | 0.070461 | 0.035999 | 0.047302 | 0.047302 | 0 | 0.027107 | 0.055539 | 0.055079 | 0.019516 | 0.0098657 | 0.020879 | 0.22838 | 0.28226 | 0.53247 | 0.12599 | 0.0098657 | 0.0098657 | 0.0098657 | 0.014789 | 0.015279 | 0.014789 | 0.015279 | 0.014789 | 0.015091 | 0.014612 | 0.32341 | 0.089371 | 0.024587 | 0.024587 | 0.064239 | 0.024963 | 0.14662 | 0.039034 | 0.017866 | 0.013605 | 0.0054261 | 0.033259 | 0.25924 | 0.00098651 | 0.00099901 | 0.00098657 | 0.091388 | 0.0020441 | 0.00099848 | 0.027284 | 0.041232 | 0.032905 | 0.013565 | 0.013565 | 0.027243 | 0.013548 | 0 | 0.027268 | 0.031056 | 0.031056 | 0.019516 | 0.0098657 | 0.027585 | 0.22838 | 0.28226 | 0.53247 | 0.12599 | 0.025477 | 0.025477 | 0.0098657 | 0.035786 | 0.043025 | 0.035786 | 0.036529 | 0.035786 | 0.015279 | 0.014789 | 0.32341 | 0.069505 | 0.024587 | 0.024587 | 0.055027 | 0.041365 | 0.13901 | 0.03132 | 0.038604 | 0.013612 | 0.0027875 | 0.0069317 | 0.0082261 | 0.00050681 | 0.0027793 | 0.00050681 | 0.0074473 | 0.00050681 | 0.00099925 | 0.044611 | 0.041266 | 0.032897 | 0.0136 | 0.0355 | 0.0136 | 0.0136 | 0 | 0.02711 | 0.03139 | 0.031143 | 0.019684 | 0.0098657 | 0.013686 | 0.0083998 | 0.0087745 | 0.010514 | 0.0076879 | 0.0050681 | 0.0050681 | 0.0050681 | 0.0069147 | 0.0069181 | 0.0069147 | 0.0069181 | 0.0069147 | 0.015095 | 0.014616 | 0.0090606 | 0.069709 | 0.0069828 | 0.0069828 | 0.05508 | 0.024975 | 0.13907 | 0.03132 | 0.038604 | 0.013612 | 0.0027875 | 0.0069317 | 0.0082261 | 0.00050681 | 0.0025396 | 0.00050681 | 0.0074473 | 0.00050681 | 0.00099925 | 0.00051366 | 0.27916 | 0.032897 | 0.50687 | 0.0070628 | 0.0069781 | 0.0069781 | 0 | 0.027315 | 0.03139 | 0.031143 | 0.019684 | 0.0098657 | 0.013686 | 0.0083998 | 0.0087745 | 0.010514 | 0.0076879 | 0.0050681 | 0.0050681 | 0.0050681 | 0.5075 | 0.50775 | 0.5075 | 0.50775 | 0.5075 | 0.015334 | 0.014841 | 0.0090606 | 0.15063 | 0.0069828 | 0.0069828 | 0.13776 | 0.024975 | 0.24165 | 0.025187 | 0.010659 | 0.00050681 | 0.45337 | 0.50875 | 0.60375 | 0.00050688 | 0.0005005 | 0.5005 | 0.0075156 | 0.00054659 | 0.00099923 | 0.0070628 | 0.51698 | 0.021873 | 0.0069695 | 0.0069695 | 0.0069695 | 0.47045 | 0 | 0.020137 | 0.51025 | 0.51025 | 0.39189 | 0.0050681 | 0.47823 | 0.6165 | 0.644 | 0.77169 | 0.56425 | 0.505 | 0.505 | 0.505 | 0.5075 | 0.50775 | 0.5075 | 0.50775 | 0.5075 | 0.0069816 | 0.0069781 | 0.665 | 0.44068 | 0.5125 | 0.5125 | 0.36486 | 0.27401 | 0.44721 | 0.50975 | 0.010659 | 0.00050681 | 0.50275 | 0.50875 | 0.60375 | 0.072241 | 0.00050688 | 0.0005005 | 0.54659 | 0.00054659 | 0.0005005 | 0.51366 | 0.0071085 | 0.010598 | 0.0069816 | 0.50688 | 0.0069816 | 0.0069816 | 0 | 0.50687 | 0.51025 | 0.51025 | 0.51 | 0.0050681 | 0.47823 | 0.6165 | 0.644 | 0.77169 | 0.56425 | 0.505 | 0.505 | 0.505 | 0.5075 | 0.0069816 | 0.5075 | 1 | 0.0069781 | 0.0069816 | 0.0069781 | 0.022589 | 0.012925 | 0.012925 | 0.012925 | 0.012925 | 0.5125 | 0.018767 | 0.025187 | 0.010659 | 0.00050681 | 0.3564 | 0.50875 | 0.60375 | 0.00050688 | 0.0005005 | 0.068953 | 0.0075156 | 0.00054659 | 0.00099923 | 0.0070628 | 0.51698 | 0.021873 | 0.0069695 | 0.0069695 | 0.0069695 | 0.47045 | 0 | 0.020137 | 0.51025 | 0.51025 | 0.39189 | 0.0099294 | 0.22307 | 0.6165 | 0.644 | 0.77169 | 0.56425 | 0.505 | 0.505 | 0.37481 | 0.5075 | 0.50775 | 0.5075 | 0.50775 | 0.5075 | 0.0069816 | 0.0069781 | 0.665 | 0.44068 | 0.5125 | 0.5125 | 0.36486 | 0.27401 | 0.44721 | 0.03132 | 0.038604 | 0.013612 | 0.0027875 | 0.0069317 | 0.0082261 | 0.00050681 | 0.0025396 | 0.00050681 | 0.0074473 | 0.00050681 | 0.00099925 | 0.00051366 | 0.26214 | 0.032897 | 0.47157 | 0.013559 | 0.0069781 | 0.0069781 | 0 | 0.027268 | 0.03139 | 0.031143 | 0.019684 | 0.0098657 | 0.013686 | 0.0083998 | 0.0087745 | 0.010514 | 0.0076879 | 0.0050681 | 0.0050681 | 0.0050681 | 0.5075 | 0.50775 | 0.5075 | 0.50775 | 0.5075 | 0.015279 | 0.01479 | 0.0090606 | 0.14484 | 0.0069828 | 0.0069828 | 0.13185 | 0.024975 | 0.23431 | 0.02975 | 0.068236 | 0.013605 | 0.0054612 | 0.017375 | 0.20599 | 0.00099294 | 0.0039982 | 0.00099294 | 0.092507 | 0.00099294 | 0.000999 | 0.045067 | 0.041729 | 0.032334 | 0.0136 | 0.045178 | 0.0136 | 0.0136 | 0 | 0.027041 | 0.055862 | 0.055399 | 0.019514 | 0.0098657 | 0.020978 | 0.2313 | 0.2859 | 0.5394 | 0.12756 | 0.0099294 | 0.0099294 | 0.0099294 | 0.014894 | 0.01539 | 0.014894 | 0.01539 | 0.014894 | 0.015013 | 0.014539 | 0.32759 | 0.091852 | 0.024821 | 0.024821 | 0.066689 | 0.024963 | 0.14961 | 0.13402 | 0.1358
6: clump weights or floats | 0.039034 | 0.017866 | 0.013605 | 0.0054261 | 0.033257 | 0.25924 | 0.00098654 | 0.00099901 | 0.00098657 | 0.091392 | 0.0020439 | 0.00099848 | 0.027271 | 0.041232 | 0.032905 | 0.013565 | 0.013565 | 0.027221 | 0.013548 | 0 | 0.027268 | 0.031056 | 0.031056 | 0.019516 | 0.0098657 | 0.027584 | 0.22838 | 0.28227 | 0.53247 | 0.12599 | 0.025475 | 0.025475 | 0.0098657 | 0.035779 | 0.043019 | 0.035779 | 0.036522 | 0.035779 | 0.015279 | 0.014789 | 0.32342 | 0.069506 | 0.024587 | 0.024587 | 0.055028 | 0.041365 | 0.13901 | 0.029771 | 0.067841 | 0.013605 | 0.0054261 | 0.017239 | 0.20339 | 0.00098657 | 0.0039804 | 0.00098657 | 0.091392 | 0.00098657 | 0.00099901 | 0.048124 | 0.041697 | 0.032341 | 0.013548 | 0.04807 | 0.013548 | 0.013548 | 0 | 0.02702 | 0.055539 | 0.055079 | 0.019516 | 0.0098657 | 0.020879 | 0.22838 | 0.28226 | 0.53247 | 0.12599 | 0.0098657 | 0.0098657 | 0.0098657 | 0.014789 | 0.015279 | 0.014789 | 0.015279 | 0.014789 | 0.014989 | 0.014516 | 0.32341 | 0.091555 | 0.024587 | 0.024587 | 0.066527 | 0.024963 | 0.14946 | 0.029769 | 0.067869 | 0.013605 | 0.0054286 | 0.017248 | 0.20358 | 0.00098702 | 0.0039836 | 0.00098702 | 0.091472 | 0.00098702 | 0.00099901 | 0.027284 | 0.047528 | 0.032341 | 0.025639 | 0.013385 | 0.013574 | 0.013574 | 0 | 0.02727 | 0.055562 | 0.055102 | 0.019516 | 0.0098657 | 0.020886 | 0.22859 | 0.28252 | 0.53297 | 0.1261 | 0.0098702 | 0.0098702 | 0.0098702 | 0.02874 | 0.029487 | 0.02874 | 0.029487 | 0.02874 | 0.015281 | 0.014791 | 0.32371 | 0.093461 | 0.024604 | 0.024604 | 0.068514 | 0.024963 | 0.15192 | 0.029238 | 0.018532 | 0.013612 | 0.012142 | 0.019286 | 0.22131 | 0.00050688 | 0.00099925 | 0.0027078 | 0.0075156 | 0.00095035 | 0.00099903 | 0.0070628 | 0.037821 | 0.033101 | 0.0069695 | 0.0069695 | 0.013609 | 0.071994 | 0 | 0.027316 | 0.022548 | 0.022548 | 0.094749 | 0.0098657 | 0.021944 | 0.2493 | 0.30422 | 0.55921 | 0.14496 | 0.01354 | 0.01354 | 0.015717 | 0.02058 | 0.024609 | 0.02058 | 0.021149 | 0.02058 | 0.015335 | 0.014842 | 0.37185 | 0.060511 | 0.067586 | 0.067586 | 0.049815 | 0.036707 | 0.1339 | 0.038078 | 0.014255 | 0.012671 | 0.0054612 | 0.097122 | 0.44198 | 0.072241 | 0.00050688 | 0.0012787 | 0.54659 | 0.0037305 | 0.00099764 | 0.51366 | 0.0071085 | 0.031081 | 0.0069781 | 0.50688 | 0.0069781 | 0.0069781 | 0 | 0.023708 | 0.11028 | 0.11028 | 0.051835 | 0.0098702 | 0.055498 | 0.2313 | 0.2859 | 0.5394 | 0.12756 | 0.24776 | 0.24776 | 0.0099294 | 0.33543 | 0.0069816 | 0.33543 | 0.33813 | 0.0069781 | 0.01113 | 0.010883 | 0.33947 | 0.024493 | 0.028315 | 0.028315 | 0.024493 | 0.080616 | 0.10262 | 0.034839 | 0.010659 | 0.00050681 | 0.0054612 | 0.50875 | 0.60375 | 0.00050688 | 0.0005005 | 0.00099294 | 0.0075156 | 0.00054659 | 0.00099923 | 0.0070628 | 0.51698 | 0.021873 | 0.0069695 | 0.0069695 | 0.013609 |  | 0 | 0.027316 | 0.51025 | 0.51025 | 0.019514 | 0.0099294 | 0.22307 | 0.2313 | 0.2859 | 0.5394 | 0.12756 | 0.062136 | 0.062136 | 0.0099294 | 0.28557 | 0.50775 | 0.28557 | 0.29498 | 0.5075 | 0.015335 | 0.014842 | 0.32759 | 0.44068 | 0.024821 | 0.024821 | 0.36486 | 0.27401 | 0.44721 | 0.39259 | 0.50975 | 0.00050681 | 0.0027775 | 0.50875 | 0.60375 | 0.00050688 | 0.19583 | 0.000505 | 0.0075156 | 0.5005 | 0.00074975 | 0.0070628 | 0.0071085 | 0.51698 | 0.0069781 | 0.0069781 | 0.0069695 | 0.50687 | 0 | 0.50687 | 0.010598 | 0.010598 | 0.51 | 0.0099294 | 0.2577 | 0.0033908 | 0.003542 | 0.0042443 | 0.0031034 | 0.0050688 | 0.0050688 | 0.0027775 | 0.0069781 | 0.50775 | 0.0069781 | 0.0069816 | 1 | 0.0069816 | 0.0069781 | 0.022589 | 0.012925 | 0.012925 | 0.012925 | 0.012925 | 0.010506 | 0.018767 | 0.034839 | 0.010659 | 0.00050681 | 0.0054612 | 0.50875 | 0.60375 | 0.00051025 | 0.0005005 | 0.00099294 | 0.0075156 | 0.00054659 | 0.00099923 | 0.0070628 | 0.51698 | 0.021873 | 0.0069695 | 0.0069695 | 0.013609 |  | 0 | 0.027316 | 0.51025 | 0.51025 | 0.019514 | 0.0099294 | 0.22307 | 0.2313 | 0.2859 | 0.5394 | 0.12756 | 0.062136 | 0.062136 | 0.0099294 | 0.28557 | 0.50775 | 0.28557 | 0.29498 | 0.5075 | 0.015335 | 0.014842 | 0.32759 | 0.44068 | 0.024821 | 0.024821 | 0.36486 | 0.27401 | 0.44721 | 0.038078 | 0.014255 | 0.012671 | 0.0054612 | 0.097122 | 0.44198 | 0.072241 | 0.00050688 | 0.0012787 | 0.54659 | 0.0037305 | 0.00099764 | 0.51366 | 0.0071085 | 0.031081 | 0.0069781 | 0.50688 | 0.0069781 | 0.0069781 | 0 | 0.023708 | 0.11028 | 0.11028 | 0.051835 | 0.0098702 | 0.055498 | 0.2313 | 0.2859 | 0.5394 | 0.12756 | 0.24776 | 0.24776 | 0.0099294 | 0.33543 | 0.0069816 | 0.33543 | 0.33813 | 0.0069781 | 0.01113 | 0.010883 | 0.33947 | 0.024493 | 0.028315 | 0.028315 | 0.024493 | 0.080616 | 0.10262 | 0.029238 | 0.018532 | 0.013612 | 0.012142 | 0.019286 | 0.22131 | 0.00050688 | 0.00099925 | 0.0027078 | 0.0075156 | 0.00095035 | 0.00099903 | 0.0070628 | 0.037821 | 0.033101 | 0.0069695 | 0.0069695 | 0.013609 | 0.071994 | 0 | 0.027316 | 0.022548 | 0.022548 | 0.094749 | 0.0098657 | 0.021944 | 0.2493 | 0.30422 | 0.55921 | 0.14496 | 0.01354 | 0.01354 | 0.015717 | 0.02058 | 0.024609 | 0.02058 | 0.021149 | 0.02058 | 0.015335 | 0.014842 | 0.37185 | 0.060511 | 0.067586 | 0.067586 | 0.049815 | 0.036707 | 0.1339 | 0.1062 | 0.13071
6: single anchor | 0.029771 | 0.067841 | 0.013605 | 0.0054261 | 0.017239 | 0.20339 | 0.00098657 | 0.0039804 | 0.00098657 | 0.091392 | 0.00098657 | 0.00099901 | 0.027271 | 0.041698 | 0.032341 | 0.013548 | 0.070788 | 0.013548 | 0.013548 | 0 | 0.026856 | 0.055539 | 0.055079 | 0.019516 | 0.0098657 | 0.020879 | 0.22838 | 0.28227 | 0.53247 | 0.12599 | 0.0098657 | 0.0098657 | 0.0098657 | 0.014789 | 0.015279 | 0.014789 | 0.015279 | 0.014789 | 0.014798 | 0.014336 | 0.32342 | 0.091555 | 0.024587 | 0.024587 | 0.066527 | 0.024963 | 0.14946 | 0.029771 | 0.067841 | 0.013605 | 0.0054261 | 0.017239 | 0.20339 | 0.00098657 | 0.0034716 | 0.00098657 | 0.091392 | 0.00098657 | 0.00099901 | 0.027271 | 0.034946 | 0.032341 | 0.070461 | 0.035999 | 0.047302 | 0.047302 | 0 | 0.027107 | 0.055539 | 0.055079 | 0.019516 | 0.0098657 | 0.020879 | 0.22838 | 0.28226 | 0.53247 | 0.12599 | 0.0098657 | 0.0098657 | 0.0098657 | 0.014789 | 0.015279 | 0.014789 | 0.015279 | 0.014789 | 0.015091 | 0.014612 | 0.32341 | 0.089371 | 0.024587 | 0.024587 | 0.064239 | 0.024963 | 0.14662 | 0.039034 | 0.017866 | 0.013605 | 0.0054261 | 0.033259 | 0.25924 | 0.00098651 | 0.00099901 | 0.00098657 | 0.091388 | 0.0020441 | 0.00099848 | 0.027284 | 0.041232 | 0.032905 | 0.013565 | 0.013565 | 0.02722 | 0.013548 | 0 | 0.027268 | 0.031056 | 0.031056 | 0.019516 | 0.0098657 | 0.027585 | 0.22838 | 0.28226 | 0.53247 | 0.12599 | 0.025477 | 0.025477 | 0.0098657 | 0.035786 | 0.043025 | 0.035786 | 0.036529 | 0.035786 | 0.015279 | 0.014789 | 0.32341 | 0.069505 | 0.024587 | 0.024587 | 0.055027 | 0.041365 | 0.13901 | 0.03132 | 0.038604 | 0.013612 | 0.0027875 | 0.0069317 | 0.0082261 | 0.00050681 | 0.0027793 | 0.00050681 | 0.0074473 | 0.00050681 | 0.00099925 | 0.044611 | 0.041266 | 0.032897 | 0.0136 | 0.0355 | 0.0136 | 0.0136 | 0 | 0.02711 | 0.03139 | 0.031143 | 0.019684 | 0.0098657 | 0.013686 | 0.0083998 | 0.0087745 | 0.010514 | 0.0076879 | 0.0050681 | 0.0050681 | 0.0050681 | 0.0069147 | 0.0069181 | 0.0069147 | 0.0069181 | 0.0069147 | 0.015095 | 0.014616 | 0.0090606 | 0.069709 | 0.0069828 | 0.0069828 | 0.05508 | 0.024975 | 0.13907 | 0.03132 | 0.038604 | 0.013612 | 0.0027875 | 0.0069317 | 0.0082261 | 0.00050681 | 0.0025396 | 0.00050681 | 0.0074473 | 0.00050681 | 0.00099925 | 0.00051366 | 0.26214 | 0.032897 | 0.47157 | 0.013559 | 0.0069781 | 0.0069781 | 0 | 0.027268 | 0.03139 | 0.031143 | 0.019684 | 0.0098657 | 0.013686 | 0.0083998 | 0.0087745 | 0.010514 | 0.0076879 | 0.0050681 | 0.0050681 | 0.0050681 | 0.5075 | 0.50775 | 0.5075 | 0.50775 | 0.5075 | 0.015279 | 0.01479 | 0.0090606 | 0.14484 | 0.0069828 | 0.0069828 | 0.13185 | 0.024975 | 0.23431 | 0.025187 | 0.010659 | 0.00050681 | 0.45337 | 0.50875 | 0.60375 | 0.00050688 | 0.0005005 | 0.10918 | 0.0075156 | 0.00054659 | 0.00099923 | 0.0070628 | 0.51698 | 0.021873 | 0.0069695 | 0.0069695 | 0.0069695 | 0.47045 | 0 | 0.020137 | 0.51025 | 0.51025 | 0.39189 | 0.0050681 | 0.47823 | 0.6165 | 0.644 | 0.77169 | 0.56425 | 0.505 | 0.505 | 0.505 | 0.5075 | 0.50775 | 0.5075 | 0.50775 | 0.5075 | 0.0069816 | 0.0069781 | 0.665 | 0.44068 | 0.5125 | 0.5125 | 0.36486 | 0.27401 | 0.44721 | 0.50975 | 0.010659 | 0.00050681 | 0.50275 | 0.50875 | 0.60375 | 0.072241 | 0.00050688 | 0.0005005 | 0.54659 | 0.00054659 | 0.0005005 | 0.51366 | 0.0071085 | 0.0071085 | 0.0069816 | 0.50688 | 0.0069816 | 0.0069816 | 0 | 0.0069816 | 0.51025 | 0.51025 | 0.51 | 0.0050681 | 0.47823 | 0.6165 | 0.644 | 0.77169 | 0.56425 | 0.505 | 0.505 | 0.505 | 0.5075 | 0.0069816 | 0.5075 | 0.50775 | 0.0069781 | 1 | 0.0069781 | 0.022589 | 0.5125 | 0.5125 | 0.5125 | 0.5125 | 0.5125 | 0.5525 | 0.025187 | 0.010659 | 0.00050681 | 0.3564 | 0.50875 | 0.60375 | 0.00050688 | 0.0005005 | 0.068953 | 0.0075156 | 0.00054659 | 0.00099923 | 0.0070628 | 0.51698 | 0.021873 | 0.0069695 | 0.0069695 | 0.0069695 | 0.47045 | 0 | 0.020137 | 0.51025 | 0.51025 | 0.39189 | 0.0099294 | 0.22307 | 0.6165 | 0.644 | 0.77169 | 0.56425 | 0.505 | 0.505 | 0.37481 | 0.5075 | 0.50775 | 0.5075 | 0.50775 | 0.5075 | 0.0069816 | 0.0069781 | 0.665 | 0.44068 | 0.5125 | 0.5125 | 0.36486 | 0.27401 | 0.44721 | 0.03132 | 0.038604 | 0.013612 | 0.0027875 | 0.0069317 | 0.0082261 | 0.00050681 | 0.0025396 | 0.00050681 | 0.0074473 | 0.00050681 | 0.00099925 | 0.00051366 | 0.26214 | 0.032897 | 0.47157 | 0.013559 | 0.0069781 | 0.0069781 | 0 | 0.027268 | 0.03139 | 0.031143 | 0.019684 | 0.0098657 | 0.013686 | 0.0083998 | 0.0087745 | 0.010514 | 0.0076879 | 0.0050681 | 0.0050681 | 0.0050681 | 0.5075 | 0.50775 | 0.5075 | 0.50775 | 0.5075 | 0.015279 | 0.01479 | 0.0090606 | 0.14484 | 0.0069828 | 0.0069828 | 0.13185 | 0.024975 | 0.23431 | 0.02975 | 0.068236 | 0.013605 | 0.0054612 | 0.017375 | 0.20599 | 0.00099294 | 0.0039982 | 0.00099294 | 0.092507 | 0.00099294 | 0.000999 | 0.045067 | 0.041729 | 0.032334 | 0.0136 | 0.045178 | 0.0136 | 0.0136 | 0 | 0.027041 | 0.055862 | 0.055399 | 0.019514 | 0.0098657 | 0.020978 | 0.2313 | 0.2859 | 0.5394 | 0.12756 | 0.0099294 | 0.0099294 | 0.0099294 | 0.014894 | 0.01539 | 0.014894 | 0.01539 | 0.014894 | 0.015013 | 0.014539 | 0.32759 | 0.091852 | 0.024821 | 0.024821 | 0.066689 | 0.024963 | 0.14961 | 0.13843 | 0.01444
6: shared anchor | 0.039034 | 0.017866 | 0.013605 | 0.0054261 | 0.033257 | 0.25924 | 0.00098654 | 0.00099901 | 0.00098657 | 0.091392 | 0.0020439 | 0.00099848 | 0.027271 | 0.041232 | 0.032905 | 0.013565 | 0.013565 | 0.02722 | 0.013548 | 0 | 0.027268 | 0.031056 | 0.031056 | 0.019516 | 0.0098657 | 0.027584 | 0.22838 | 0.28227 | 0.53247 | 0.12599 | 0.025475 | 0.025475 | 0.0098657 | 0.035779 | 0.043019 | 0.035779 | 0.036522 | 0.035779 | 0.015279 | 0.014789 | 0.32342 | 0.069506 | 0.024587 | 0.024587 | 0.055028 | 0.041365 | 0.13901 | 0.02975 | 0.068236 | 0.013605 | 0.0054612 | 0.017375 | 0.20599 | 0.00099294 | 0.0039963 | 0.00099294 | 0.092507 | 0.00099294 | 0.000999 | 0.048143 | 0.041704 | 0.032334 | 0.013548 | 0.048208 | 0.013548 | 0.013548 | 0 | 0.027019 | 0.055862 | 0.055399 | 0.019514 | 0.0098657 | 0.020978 | 0.2313 | 0.2859 | 0.5394 | 0.12756 | 0.0099294 | 0.0099294 | 0.0099294 | 0.014894 | 0.01539 | 0.014894 | 0.01539 | 0.014894 | 0.014988 | 0.014515 | 0.32759 | 0.091843 | 0.024821 | 0.024821 | 0.06668 | 0.024963 | 0.1496 | 0.02975 | 0.068236 | 0.013605 | 0.0054612 | 0.017375 | 0.20599 | 0.00099294 | 0.0039994 | 0.00099294 | 0.092507 | 0.00099294 | 0.000999 | 0.00051366 | 0.043523 | 0.032334 | 0.017315 | 0.013559 | 0.0136 | 0.0136 | 0 | 0.027268 | 0.055862 | 0.055399 | 0.019514 | 0.0098657 | 0.020978 | 0.2313 | 0.2859 | 0.5394 | 0.12756 | 0.0099294 | 0.0099294 | 0.0099294 | 0.015651 | 0.016164 | 0.015651 | 0.016164 | 0.015651 | 0.015279 | 0.01479 | 0.32759 | 0.092432 | 0.024821 | 0.024821 | 0.067297 | 0.024963 | 0.15036 | 0.025187 | 0.010659 | 0.00050681 | 0.022864 | 0.50875 | 0.60375 | 0.00050688 | 0.0005005 | 0.0044071 | 0.0075156 | 0.00054659 | 0.00099923 | 0.0070628 | 0.51698 | 0.021873 | 0.0069695 | 0.0069695 | 0.013609 | 0.068665 | 0 | 0.027316 | 0.51025 | 0.51025 | 0.37714 | 0.0099294 | 0.22307 | 0.24129 | 0.2968 | 0.55457 | 0.13581 | 0.062136 | 0.062136 | 0.010746 | 0.02058 | 0.024609 | 0.02058 | 0.021149 | 0.02058 | 0.015335 | 0.014842 | 0.62755 | 0.44068 | 0.44131 | 0.44131 | 0.36486 | 0.27401 | 0.44721 | 0.025187 | 0.010659 | 0.00050681 | 0.14407 | 0.50875 | 0.60375 | 0.072241 | 0.00050688 | 0.0005005 | 0.54659 | 0.00054659 | 0.00099923 | 0.51366 | 0.0071085 | 0.021873 | 0.0069781 | 0.50688 | 0.0069781 | 0.0069781 | 0 | 0.020137 | 0.51025 | 0.51025 | 0.033685 | 0.0099294 | 0.22307 | 0.24129 | 0.2968 | 0.55457 | 0.13581 | 0.505 | 0.505 | 0.010746 | 0.5075 | 0.0069816 | 0.5075 | 0.50775 | 0.0069781 | 0.0069816 | 0.0069781 | 0.022589 | 0.012925 | 0.012925 | 0.012925 | 0.012925 | 0.27401 | 0.018767 | 0.025187 | 0.010659 | 0.00050681 | 0.14466 | 0.50875 | 0.60375 | 0.00050688 | 0.0005005 | 0.02655 | 0.0075156 | 0.00054659 | 0.00099923 | 0.0070628 | 0.51698 | 0.021873 | 0.0069695 | 0.0069695 | 0.0069695 | 0.47045 | 0 | 0.020137 | 0.51025 | 0.51025 | 0.37714 | 0.0099294 | 0.22307 | 0.24129 | 0.2968 | 0.55457 | 0.13581 | 0.505 | 0.505 | 0.010746 | 0.5075 | 0.50775 | 0.5075 | 0.50775 | 0.5075 | 0.0069816 | 0.0069781 | 0.62755 | 0.44068 | 0.44131 | 0.44131 | 0.36486 | 0.27401 | 0.44721 | 0.025187 | 0.010659 | 0.00050681 | 0.14407 | 0.50875 | 0.60375 | 0.072241 | 0.00050688 | 0.0005005 | 0.54659 | 0.00054659 | 0.00099923 | 0.51366 | 0.0071085 | 0.0071085 | 0.0069781 | 0.50688 | 0.0069781 | 0.0069781 | 0 | 0.0069781 | 0.51025 | 0.51025 | 0.32918 | 0.0099294 | 0.22307 | 0.24064 | 0.29606 | 0.5534 | 0.13534 | 0.505 | 0.505 | 0.010526 | 0.5075 | 0.0069816 | 0.5075 | 0.50775 | 0.0069781 | 0.0069816 | 1 | 0.022589 | 0.38774 | 0.38774 | 0.38774 | 0.38774 | 0.27401 | 0.5525 | 0.025187 | 0.010659 | 0.00050681 | 0.14466 | 0.50875 | 0.60375 | 0.00050688 | 0.0005005 | 0.02655 | 0.0075156 | 0.00054659 | 0.00099923 | 0.0070628 | 0.51698 | 0.021873 | 0.0069695 | 0.0069695 | 0.0069695 | 0.47045 | 0 | 0.020137 | 0.51025 | 0.51025 | 0.37714 | 0.0099294 | 0.22307 | 0.24129 | 0.2968 | 0.55457 | 0.13581 | 0.505 | 0.505 | 0.010746 | 0.5075 | 0.50775 | 0.5075 | 0.50775 | 0.5075 | 0.0069816 | 0.0069781 | 0.62755 | 0.44068 | 0.44131 | 0.44131 | 0.36486 | 0.27401 | 0.44721 | 0.025187 | 0.010659 | 0.00050681 | 0.14407 | 0.50875 | 0.60375 | 0.072241 | 0.00050688 | 0.0005005 | 0.54659 | 0.00054659 | 0.00099923 | 0.51366 | 0.0071085 | 0.021873 | 0.0069781 | 0.50688 | 0.0069781 | 0.0069781 | 0 | 0.020137 | 0.51025 | 0.51025 | 0.033685 | 0.0099294 | 0.22307 | 0.24129 | 0.2968 | 0.55457 | 0.13581 | 0.505 | 0.505 | 0.010746 | 0.5075 | 0.0069816 | 0.5075 | 0.50775 | 0.0069781 | 0.0069816 | 0.0069781 | 0.022589 | 0.012925 | 0.012925 | 0.012925 | 0.012925 | 0.27401 | 0.018767 | 0.029238 | 0.018532 | 0.013612 | 0.012142 | 0.019286 | 0.22131 | 0.00050688 | 0.00099925 | 0.0027078 | 0.0075156 | 0.00095035 | 0.00099903 | 0.0070628 | 0.037821 | 0.033101 | 0.0069695 | 0.0069695 | 0.013609 | 0.068665 | 0 | 0.027316 | 0.022548 | 0.022548 | 0.094749 | 0.0098657 | 0.021944 | 0.2493 | 0.30422 | 0.55921 | 0.14496 | 0.01354 | 0.01354 | 0.015717 | 0.02058 | 0.024609 | 0.02058 | 0.021149 | 0.02058 | 0.015335 | 0.014842 | 0.37185 | 0.060511 | 0.067586 | 0.067586 | 0.049815 | 0.036707 | 0.1339 | 0.15299 | 0.014097
6: buoyancy modules | 0.029771 | 0.067841 | 0.013605 | 0.0054261 | 0.017239 | 0.20339 | 0.00098657 | 0.0034716 | 0.00098657 | 0.091392 | 0.00098657 | 0.00099901 | 0.028291 | 0.034946 | 0.032341 | 0.056333 | 0.028504 | 0.040697 | 0.040697 | 0 | 0.027161 | 0.055539 | 0.055079 | 0.019516 | 0.0098657 | 0.020879 | 0.22838 | 0.28227 | 0.53247 | 0.12599 | 0.0098657 | 0.0098657 | 0.0098657 | 0.014789 | 0.015279 | 0.014789 | 0.015279 | 0.014789 | 0.015154 | 0.014671 | 0.32342 | 0.089371 | 0.024587 | 0.024587 | 0.064239 | 0.024963 | 0.14662 | 0.029771 | 0.067841 | 0.013605 | 0.0054261 | 0.017239 | 0.20339 | 0.00098657 | 0.0039804 | 0.00098657 | 0.091392 | 0.00098657 | 0.00099901 | 0.027271 | 0.041619 | 0.032341 | 0.013385 | 0.013385 | 0.013548 | 0.013548 | 0 | 0.02727 | 0.055539 | 0.055079 | 0.019516 | 0.0098657 | 0.020879 | 0.22838 | 0.28227 | 0.53247 | 0.12599 | 0.0098657 | 0.0098657 | 0.0098657 | 0.029189 | 0.029936 | 0.029189 | 0.029936 | 0.029189 | 0.015281 | 0.014791 | 0.32342 | 0.09153 | 0.024587 | 0.024587 | 0.066501 | 0.024963 | 0.14943 | 0.029771 | 0.067841 | 0.013605 | 0.0054261 | 0.017239 | 0.20339 | 0.00098657 | 0.0034716 | 0.00098657 | 0.091392 | 0.00098657 | 0.00099901 | 0.028291 | 0.034946 | 0.032341 | 0.056333 | 0.028504 | 0.040697 | 0.040697 | 0 | 0.027161 | 0.055539 | 0.055079 | 0.019516 | 0.0098657 | 0.020879 | 0.22838 | 0.28226 | 0.53247 | 0.12599 | 0.0098657 | 0.0098657 | 0.0098657 | 0.014789 | 0.015279 | 0.014789 | 0.015279 | 0.014789 | 0.015154 | 0.014671 | 0.32341 | 0.089371 | 0.024587 | 0.024587 | 0.064239 | 0.024963 | 0.14662 | 0.029771 | 0.067841 | 0.013605 | 0.0054261 | 0.017239 | 0.20339 | 0.00098657 | 0.0039804 | 0.00098657 | 0.091392 | 0.00098657 | 0.00099901 | 0.027284 | 0.041619 | 0.032341 | 0.013385 | 0.013385 | 0.013548 | 0.013548 | 0 | 0.02727 | 0.055539 | 0.055079 | 0.019516 | 0.0098657 | 0.020879 | 0.22838 | 0.28226 | 0.53247 | 0.12599 | 0.0098657 | 0.0098657 | 0.0098657 | 0.029196 | 0.029942 | 0.029196 | 0.029942 | 0.029196 | 0.015281 | 0.014791 | 0.32341 | 0.09153 | 0.024587 | 0.024587 | 0.066501 | 0.024963 | 0.14943 | 0.03132 | 0.038604 | 0.013612 | 0.0027875 | 0.0069317 | 0.0082261 | 0.00050681 | 0.0022757 | 0.00050681 | 0.0074473 | 0.00050681 | 0.00099925 | 0.027824 | 0.034483 | 0.032897 | 0.032037 | 0.018784 | 0.026433 | 0.026433 | 0 | 0.027231 | 0.03139 | 0.031143 | 0.019684 | 0.0098657 | 0.32506 | 0.0083998 | 0.0087745 | 0.010514 | 0.0076879 | 0.0050681 | 0.0050681 | 0.0050681 | 0.0069147 | 0.0069181 | 0.0069147 | 0.0069181 | 0.0069147 | 0.015235 | 0.014748 | 0.0090606 | 0.067402 | 0.0069828 | 0.0069828 | 0.052723 | 0.024975 | 0.13614 | 0.03132 | 0.038604 | 0.013612 | 0.0027875 | 0.0069317 | 0.0082261 | 0.00050681 | 0.0022757 | 0.00050681 | 0.0074473 | 0.00050681 | 0.00099925 | 0.00051366 | 0.038113 | 0.032897 | 0.0070628 | 0.0070628 | 0.46928 | 0.46824 | 0 | 0.027315 | 0.03139 | 0.031143 | 0.019684 | 0.0098657 | 0.013686 | 0.0083998 | 0.0087745 | 0.010514 | 0.0076879 | 0.0050681 | 0.0050681 | 0.0050681 | 0.5075 | 0.50775 | 0.5075 | 0.50775 | 0.5075 | 0.015334 | 0.014841 | 0.0090606 | 0.068637 | 0.0069828 | 0.0069828 | 0.053984 | 0.024975 | 0.13771 | 0.033846 | 0.31415 | 0.00050681 | 0.0027875 | 0.00050875 | 0.60375 | 0.00051025 | 0.0005005 | 0.5005 | 0.54659 | 0.00050681 | 0.00099925 | 0.00051366 | 0.010598 | 0.010598 | 0.50688 | 0.00050688 | 0.50688 | 0.50687 | 0 | 0.020137 | 0.013633 | 0.013633 | 0.51 | 0.0050681 | 0.47823 | 0.0083998 | 0.0087745 | 0.010514 | 0.0076879 | 0.505 | 0.505 | 0.0050681 | 0.0077548 | 0.0080133 | 0.0077548 | 0.0080133 | 0.0077548 | 0.0069816 | 0.0069781 | 1 | 0.5125 | 0.5125 | 0.5125 | 0.010506 | 0.010506 | 0.011326 | 0.065918 | 0.36991 | 0.00050681 | 0.40099 | 0.00050875 | 0.00060375 | 0.00051025 | 0.0005005 | 0.5005 | 0.54659 | 0.072908 | 0.00096312 | 0.51366 | 0.00051698 | 0.010598 | 0.00050688 | 0.00050688 | 0.0069695 | 0.47045 | 0 | 0.020137 | 0.00051025 | 0.00051025 | 0.39148 | 0.0050681 | 0.47823 | 0.6165 | 0.644 | 0.77169 | 0.56425 | 0.505 | 0.505 | 0.505 | 0.5075 | 0.50775 | 0.5075 | 0.50775 | 0.5075 | 0.0069816 | 0.0069781 | 0.665 | 0.5125 | 0.5125 | 0.5125 | 0.5125 | 0.010506 | 0.5525 | 0.03132 | 0.038604 | 0.013612 | 0.0027875 | 0.0069317 | 0.0082261 | 0.00050681 | 0.0022757 | 0.00050681 | 0.0074473 | 0.00050681 | 0.00099925 | 0.00051366 | 0.038113 | 0.032897 | 0.0070628 | 0.0070628 | 0.46928 | 0.46824 | 0 | 0.027315 | 0.03139 | 0.031143 | 0.019684 | 0.0098657 | 0.013686 | 0.0083998 | 0.0087745 | 0.010514 | 0.0076879 | 0.0050681 | 0.0050681 | 0.0050681 | 0.5075 | 0.50775 | 0.5075 | 0.50775 | 0.5075 | 0.015334 | 0.014841 | 0.0090606 | 0.068637 | 0.0069828 | 0.0069828 | 0.053984 | 0.024975 | 0.13771 | 0.03132 | 0.038604 | 0.013612 | 0.0027875 | 0.0069317 | 0.0082261 | 0.00050681 | 0.0022757 | 0.00050681 | 0.0074473 | 0.00050681 | 0.00099925 | 0.028077 | 0.034483 | 0.032897 | 0.032037 | 0.018784 | 0.026433 | 0.026433 | 0 | 0.027231 | 0.03139 | 0.031143 | 0.019684 | 0.0098657 | 0.013686 | 0.0083998 | 0.0087745 | 0.010514 | 0.0076879 | 0.0050681 | 0.0050681 | 0.0050681 | 0.0069147 | 0.0069181 | 0.0069147 | 0.0069181 | 0.0069147 | 0.015235 | 0.014748 | 0.0090606 | 0.067402 | 0.0069828 | 0.0069828 | 0.052723 | 0.024975 | 0.13614 | 0.093608 | 0.27919
6: tether and anchor systems | 0.029771 | 0.067841 | 0.013605 | 0.0054261 | 0.017239 | 0.20339 | 0.00098657 | 0.0034716 | 0.00098657 | 0.091392 | 0.00098657 | 0.00099901 | 0.028291 | 0.034946 | 0.032341 | 0.056333 | 0.028504 | 0.040697 | 0.040697 | 0 | 0.027161 | 0.055539 | 0.055079 | 0.019516 | 0.0098657 | 0.020879 | 0.22838 | 0.28227 | 0.53247 | 0.12599 | 0.0098657 | 0.0098657 | 0.0098657 | 0.014789 | 0.015279 | 0.014789 | 0.015279 | 0.014789 | 0.015154 | 0.014671 | 0.32342 | 0.089371 | 0.024587 | 0.024587 | 0.064239 | 0.024963 | 0.14662 | 0.029771 | 0.067841 | 0.013605 | 0.0054261 | 0.017239 | 0.20339 | 0.00098657 | 0.0039804 | 0.00098657 | 0.091392 | 0.00098657 | 0.00099901 | 0.027271 | 0.041619 | 0.032341 | 0.013385 | 0.013385 | 0.013548 | 0.013548 | 0 | 0.02727 | 0.055539 | 0.055079 | 0.019516 | 0.0098657 | 0.020879 | 0.22838 | 0.28227 | 0.53247 | 0.12599 | 0.0098657 | 0.0098657 | 0.0098657 | 0.029189 | 0.029936 | 0.029189 | 0.029936 | 0.029189 | 0.015281 | 0.014791 | 0.32342 | 0.09153 | 0.024587 | 0.024587 | 0.066501 | 0.024963 | 0.14943 | 0.029771 | 0.067841 | 0.013605 | 0.0054261 | 0.017239 | 0.20339 | 0.00098657 | 0.0034716 | 0.00098657 | 0.091392 | 0.00098657 | 0.00099901 | 0.028291 | 0.034946 | 0.032341 | 0.056333 | 0.028504 | 0.040697 | 0.040697 | 0 | 0.027161 | 0.055539 | 0.055079 | 0.019516 | 0.0098657 | 0.020879 | 0.22838 | 0.28226 | 0.53247 | 0.12599 | 0.0098657 | 0.0098657 | 0.0098657 | 0.014789 | 0.015279 | 0.014789 | 0.015279 | 0.014789 | 0.015154 | 0.014671 | 0.32341 | 0.089371 | 0.024587 | 0.024587 | 0.064239 | 0.024963 | 0.14662 | 0.029771 | 0.067841 | 0.013605 | 0.0054261 | 0.017239 | 0.20339 | 0.00098657 | 0.0039804 | 0.00098657 | 0.091392 | 0.00098657 | 0.00099901 | 0.027284 | 0.041619 | 0.032341 | 0.013385 | 0.013385 | 0.013548 | 0.013548 | 0 | 0.02727 | 0.055539 | 0.055079 | 0.019516 | 0.0098657 | 0.020879 | 0.22838 | 0.28226 | 0.53247 | 0.12599 | 0.0098657 | 0.0098657 | 0.0098657 | 0.029196 | 0.029942 | 0.029196 | 0.029942 | 0.029196 | 0.015281 | 0.014791 | 0.32341 | 0.09153 | 0.024587 | 0.024587 | 0.066501 | 0.024963 | 0.14943 | 0.03132 | 0.038604 | 0.013612 | 0.0027875 | 0.0069317 | 0.0082261 | 0.00050681 | 0.0022757 | 0.00050681 | 0.0074473 | 0.00050681 | 0.00099925 | 0.027824 | 0.034483 | 0.032897 | 0.032037 | 0.018784 | 0.026433 | 0.026433 | 0 | 0.027231 | 0.03139 | 0.031143 | 0.019684 | 0.0098657 | 0.32506 | 0.0083998 | 0.0087745 | 0.010514 | 0.0076879 | 0.0050681 | 0.0050681 | 0.0050681 | 0.0069147 | 0.0069181 | 0.0069147 | 0.0069181 | 0.0069147 | 0.015235 | 0.014748 | 0.0090606 | 0.067402 | 0.0069828 | 0.0069828 | 0.052723 | 0.024975 | 0.13614 | 0.03132 | 0.038604 | 0.013612 | 0.0027875 | 0.0069317 | 0.0082261 | 0.00050681 | 0.0022757 | 0.00050681 | 0.0074473 | 0.00050681 | 0.00099925 | 0.00051366 | 0.038113 | 0.032897 | 0.0070628 | 0.0070628 | 0.46928 | 0.46824 | 0 | 0.027315 | 0.03139 | 0.031143 | 0.019684 | 0.0098657 | 0.013686 | 0.0083998 | 0.0087745 | 0.010514 | 0.0076879 | 0.0050681 | 0.0050681 | 0.0050681 | 0.5075 | 0.50775 | 0.5075 | 0.50775 | 0.5075 | 0.015334 | 0.014841 | 0.0090606 | 0.068637 | 0.0069828 | 0.0069828 | 0.053984 | 0.024975 | 0.13771 | 0.033846 | 0.31415 | 0.00050681 | 0.0027875 | 0.00050875 | 0.60375 | 0.00051025 | 0.0005005 | 0.5005 | 0.54659 | 0.00050681 | 0.00099925 | 0.00051366 | 0.010598 | 0.010598 | 0.50688 | 0.00050688 | 0.50688 | 0.50687 | 0 | 0.020137 | 0.010506 | 0.010506 | 0.51 | 0.0050681 | 0.47823 | 0.0083998 | 0.0087745 | 0.010514 | 0.0076879 | 0.505 | 0.505 | 0.0050681 | 0.0077548 | 0.0080133 | 0.0077548 | 0.0080133 | 0.0077548 | 0.0069816 | 0.0069781 | 0.665 | 1 | 0.5125 | 0.5125 | 0.010506 | 0.010506 | 0.011326 | 0.065918 | 0.36991 | 0.00050681 | 0.40099 | 0.00050875 | 0.00060375 | 0.00051025 | 0.0005005 | 0.5005 | 0.54659 | 0.072908 | 0.00096312 | 0.51366 | 0.00051698 | 0.010598 | 0.00050688 | 0.00050688 | 0.0069695 | 0.47045 | 0 | 0.020137 | 0.00051025 | 0.00051025 | 0.39148 | 0.0050681 | 0.47823 | 0.6165 | 0.644 | 0.77169 | 0.56425 | 0.505 | 0.505 | 0.505 | 0.5075 | 0.50775 | 0.5075 | 0.50775 | 0.5075 | 0.0069816 | 0.0069781 | 0.665 | 0.5125 | 0.5125 | 0.5125 | 0.5125 | 0.010506 | 0.5525 | 0.03132 | 0.038604 | 0.013612 | 0.0027875 | 0.0069317 | 0.0082261 | 0.00050681 | 0.0022757 | 0.00050681 | 0.0074473 | 0.00050681 | 0.00099925 | 0.00051366 | 0.038113 | 0.032897 | 0.0070628 | 0.0070628 | 0.46928 | 0.46824 | 0 | 0.027315 | 0.03139 | 0.031143 | 0.019684 | 0.0098657 | 0.013686 | 0.0083998 | 0.0087745 | 0.010514 | 0.0076879 | 0.0050681 | 0.0050681 | 0.0050681 | 0.5075 | 0.50775 | 0.5075 | 0.50775 | 0.5075 | 0.015334 | 0.014841 | 0.0090606 | 0.068637 | 0.0069828 | 0.0069828 | 0.053984 | 0.024975 | 0.13771 | 0.03132 | 0.038604 | 0.013612 | 0.0027875 | 0.0069317 | 0.0082261 | 0.00050681 | 0.0022757 | 0.00050681 | 0.0074473 | 0.00050681 | 0.00099925 | 0.028077 | 0.034483 | 0.032897 | 0.032037 | 0.018784 | 0.026433 | 0.026433 | 0 | 0.027231 | 0.03139 | 0.031143 | 0.019684 | 0.0098657 | 0.013686 | 0.0083998 | 0.0087745 | 0.010514 | 0.0076879 | 0.0050681 | 0.0050681 | 0.0050681 | 0.0069147 | 0.0069181 | 0.0069147 | 0.0069181 | 0.0069147 | 0.015235 | 0.014748 | 0.0090606 | 0.067402 | 0.0069828 | 0.0069828 | 0.052723 | 0.024975 | 0.13614 | 0.093919 | 0.1467
6: cable protection system | 0.029771 | 0.067841 | 0.013605 | 0.0054261 | 0.017239 | 0.20339 | 0.00098657 | 0.0034716 | 0.00098657 | 0.091392 | 0.00098657 | 0.00099901 | 0.028291 | 0.034946 | 0.032341 | 0.056333 | 0.028504 | 0.040697 | 0.040697 | 0 | 0.027161 | 0.055539 | 0.055079 | 0.019516 | 0.0098657 | 0.020879 | 0.22838 | 0.28227 | 0.53247 | 0.12599 | 0.0098657 | 0.0098657 | 0.0098657 | 0.014789 | 0.015279 | 0.014789 | 0.015279 | 0.014789 | 0.015154 | 0.014671 | 0.32342 | 0.089371 | 0.024587 | 0.024587 | 0.064239 | 0.024963 | 0.14662 | 0.029771 | 0.067841 | 0.013605 | 0.0054261 | 0.017239 | 0.20339 | 0.00098657 | 0.0039804 | 0.00098657 | 0.091392 | 0.00098657 | 0.00099901 | 0.027271 | 0.041619 | 0.032341 | 0.013385 | 0.013385 | 0.013548 | 0.013548 | 0 | 0.02727 | 0.055539 | 0.055079 | 0.019516 | 0.0098657 | 0.020879 | 0.22838 | 0.28227 | 0.53247 | 0.12599 | 0.0098657 | 0.0098657 | 0.0098657 | 0.029189 | 0.029936 | 0.029189 | 0.029936 | 0.029189 | 0.015281 | 0.014791 | 0.32342 | 0.09153 | 0.024587 | 0.024587 | 0.066501 | 0.024963 | 0.14943 | 0.029771 | 0.067841 | 0.013605 | 0.0054261 | 0.017239 | 0.20339 | 0.00098657 | 0.0034716 | 0.00098657 | 0.091392 | 0.00098657 | 0.00099901 | 0.028291 | 0.034946 | 0.032341 | 0.056333 | 0.028504 | 0.040697 | 0.040697 | 0 | 0.027161 | 0.055539 | 0.055079 | 0.019516 | 0.0098657 | 0.020879 | 0.22838 | 0.28226 | 0.53247 | 0.12599 | 0.0098657 | 0.0098657 | 0.0098657 | 0.014789 | 0.015279 | 0.014789 | 0.015279 | 0.014789 | 0.015154 | 0.014671 | 0.32341 | 0.089371 | 0.024587 | 0.024587 | 0.064239 | 0.024963 | 0.14662 | 0.029771 | 0.067841 | 0.013605 | 0.0054261 | 0.017239 | 0.20339 | 0.00098657 | 0.0039804 | 0.00098657 | 0.091392 | 0.00098657 | 0.00099901 | 0.027284 | 0.041619 | 0.032341 | 0.013385 | 0.013385 | 0.013548 | 0.013548 | 0 | 0.02727 | 0.055539 | 0.055079 | 0.019516 | 0.0098657 | 0.020879 | 0.22838 | 0.28226 | 0.53247 | 0.12599 | 0.0098657 | 0.0098657 | 0.0098657 | 0.029196 | 0.029942 | 0.029196 | 0.029942 | 0.029196 | 0.015281 | 0.014791 | 0.32341 | 0.09153 | 0.024587 | 0.024587 | 0.066501 | 0.024963 | 0.14943 | 0.03132 | 0.038604 | 0.013612 | 0.0027875 | 0.0069317 | 0.0082261 | 0.00050681 | 0.0022757 | 0.00050681 | 0.0074473 | 0.00050681 | 0.00099925 | 0.027824 | 0.034483 | 0.032897 | 0.032037 | 0.018784 | 0.026433 | 0.026433 | 0 | 0.027231 | 0.03139 | 0.031143 | 0.019684 | 0.0098657 | 0.32506 | 0.0083998 | 0.0087745 | 0.010514 | 0.0076879 | 0.0050681 | 0.0050681 | 0.0050681 | 0.0069147 | 0.0069181 | 0.0069147 | 0.0069181 | 0.0069147 | 0.015235 | 0.014748 | 0.0090606 | 0.067402 | 0.0069828 | 0.0069828 | 0.052723 | 0.024975 | 0.13614 | 0.03132 | 0.038604 | 0.013612 | 0.0027875 | 0.0069317 | 0.0082261 | 0.00050681 | 0.0022757 | 0.00050681 | 0.0074473 | 0.00050681 | 0.00099925 | 0.00051366 | 0.038113 | 0.032897 | 0.0070628 | 0.0070628 | 0.46928 | 0.46824 | 0 | 0.027315 | 0.03139 | 0.031143 | 0.019684 | 0.0098657 | 0.013686 | 0.0083998 | 0.0087745 | 0.010514 | 0.0076879 | 0.0050681 | 0.0050681 | 0.0050681 | 0.5075 | 0.50775 | 0.5075 | 0.50775 | 0.5075 | 0.015334 | 0.014841 | 0.0090606 | 0.068637 | 0.0069828 | 0.0069828 | 0.053984 | 0.024975 | 0.13771 | 0.033846 | 0.31415 | 0.00050681 | 0.0027875 | 0.00050875 | 0.60375 | 0.00051025 | 0.0005005 | 0.5005 | 0.54659 | 0.00050681 | 0.00099925 | 0.00051366 | 0.010598 | 0.010598 | 0.50688 | 0.00050688 | 0.50688 | 0.50687 | 0 | 0.020137 | 0.010506 | 0.010506 | 0.51 | 0.0050681 | 0.47823 | 0.0083998 | 0.0087745 | 0.010514 | 0.0076879 | 0.505 | 0.505 | 0.0050681 | 0.0077548 | 0.0080133 | 0.0077548 | 0.0080133 | 0.0077548 | 0.0069816 | 0.0069781 | 0.665 | 0.5125 | 1 | 0.5125 | 0.010506 | 0.010506 | 0.011326 | 0.065918 | 0.36991 | 0.00050681 | 0.40099 | 0.00050875 | 0.00060375 | 0.00051025 | 0.0005005 | 0.5005 | 0.54659 | 0.072908 | 0.00096312 | 0.51366 | 0.00051698 | 0.010598 | 0.00050688 | 0.00050688 | 0.0069695 | 0.47045 | 0 | 0.020137 | 0.00051025 | 0.00051025 | 0.39148 | 0.0050681 | 0.47823 | 0.6165 | 0.644 | 0.77169 | 0.56425 | 0.505 | 0.505 | 0.505 | 0.5075 | 0.50775 | 0.5075 | 0.50775 | 0.5075 | 0.0069816 | 0.0069781 | 0.665 | 0.5125 | 0.5125 | 0.5125 | 0.5125 | 0.010506 | 0.5525 | 0.03132 | 0.038604 | 0.013612 | 0.0027875 | 0.0069317 | 0.0082261 | 0.00050681 | 0.0022757 | 0.00050681 | 0.0074473 | 0.00050681 | 0.00099925 | 0.00051366 | 0.038113 | 0.032897 | 0.0070628 | 0.0070628 | 0.46928 | 0.46824 | 0 | 0.027315 | 0.03139 | 0.031143 | 0.019684 | 0.0098657 | 0.013686 | 0.0083998 | 0.0087745 | 0.010514 | 0.0076879 | 0.0050681 | 0.0050681 | 0.0050681 | 0.5075 | 0.50775 | 0.5075 | 0.50775 | 0.5075 | 0.015334 | 0.014841 | 0.0090606 | 0.068637 | 0.0069828 | 0.0069828 | 0.053984 | 0.024975 | 0.13771 | 0.03132 | 0.038604 | 0.013612 | 0.0027875 | 0.0069317 | 0.0082261 | 0.00050681 | 0.0022757 | 0.00050681 | 0.0074473 | 0.00050681 | 0.00099925 | 0.028077 | 0.034483 | 0.032897 | 0.032037 | 0.018784 | 0.026433 | 0.026433 | 0 | 0.027231 | 0.03139 | 0.031143 | 0.019684 | 0.0098657 | 0.013686 | 0.0083998 | 0.0087745 | 0.010514 | 0.0076879 | 0.0050681 | 0.0050681 | 0.0050681 | 0.0069147 | 0.0069181 | 0.0069147 | 0.0069181 | 0.0069147 | 0.015235 | 0.014748 | 0.0090606 | 0.067402 | 0.0069828 | 0.0069828 | 0.052723 | 0.024975 | 0.13614 | 0.093919 | 0.081909
6: dynamic cable | 0.039034 | 0.017866 | 0.013605 | 0.0054261 | 0.033257 | 0.25924 | 0.00098654 | 0.00099901 | 0.00098657 | 0.091392 | 0.0020439 | 0.00099848 | 0.027271 | 0.041232 | 0.032905 | 0.013565 | 0.013565 | 0.027221 | 0.013548 | 0 | 0.027268 | 0.031056 | 0.031056 | 0.019516 | 0.0098657 | 0.027584 | 0.22838 | 0.28227 | 0.53247 | 0.12599 | 0.025475 | 0.025475 | 0.0098657 | 0.035779 | 0.043019 | 0.035779 | 0.036522 | 0.035779 | 0.015279 | 0.014789 | 0.32342 | 0.069506 | 0.024587 | 0.024587 | 0.055028 | 0.041365 | 0.13901 | 0.029771 | 0.067841 | 0.013605 | 0.0054261 | 0.017239 | 0.20339 | 0.00098657 | 0.0039804 | 0.00098657 | 0.091392 | 0.00098657 | 0.00099901 | 0.048125 | 0.041698 | 0.032341 | 0.013548 | 0.048071 | 0.013548 | 0.013548 | 0 | 0.02702 | 0.055539 | 0.055079 | 0.019516 | 0.0098657 | 0.020879 | 0.22838 | 0.28227 | 0.53247 | 0.12599 | 0.0098657 | 0.0098657 | 0.0098657 | 0.014789 | 0.015279 | 0.014789 | 0.015279 | 0.014789 | 0.014989 | 0.014516 | 0.32342 | 0.091555 | 0.024587 | 0.024587 | 0.066527 | 0.024963 | 0.14946 | 0.029771 | 0.067841 | 0.013605 | 0.0054262 | 0.017239 | 0.2034 | 0.00098657 | 0.0039825 | 0.00098657 | 0.091393 | 0.00098657 | 0.00099901 | 0.027271 | 0.047526 | 0.032341 | 0.025636 | 0.013385 | 0.013574 | 0.013574 | 0 | 0.02727 | 0.055539 | 0.055079 | 0.019516 | 0.0098657 | 0.020879 | 0.22838 | 0.28227 | 0.53248 | 0.12599 | 0.0098657 | 0.0098657 | 0.0098657 | 0.029186 | 0.029932 | 0.029186 | 0.029932 | 0.029186 | 0.015281 | 0.014791 | 0.32342 | 0.093441 | 0.024587 | 0.024587 | 0.068503 | 0.024963 | 0.15191 | 0.028893 | 0.017862 | 0.013605 | 0.016621 | 0.026632 | 0.25402 | 0.00098973 | 0.00099901 | 0.0035244 | 0.091951 | 0.000916 | 0.00099904 | 0.026983 | 0.041255 | 0.032904 | 0.013609 | 0.013609 | 0.013564 | 0.085786 | 0 | 0.027268 | 0.031113 | 0.031113 |  | 0.0098657 | 0.025167 | 0.25385 | 0.30843 | 0.56184 | 0.15016 | 0.020212 | 0.020212 | 0.02043 | 0.029116 | 0.036468 | 0.029116 | 0.02986 | 0.029116 | 0.015279 | 0.014789 | 0.38175 | 0.069565 | 0.082211 | 0.082211 | 0.055062 | 0.04086 | 0.13905 | 0.02975 | 0.069491 | 0.013598 | 0.0054612 | 0.017375 | 0.20599 | 0.0015143 | 0.00098973 | 0.00099294 | 0.10045 | 0.00099294 | 0.000999 | 0.51366 | 0.0071085 | 0.032235 | 0.0069781 | 0.50687 | 0.0069781 | 0.0069781 | 0 | 0.023708 | 0.060141 | 0.059681 | 0.019514 | 0.0098657 | 0.020978 | 0.2313 | 0.2859 | 0.5394 | 0.12756 | 0.0099294 | 0.0099294 | 0.0099294 | 0.014894 | 0.0069816 | 0.014894 | 0.01539 | 0.0069781 | 0.01113 | 0.010883 | 0.32759 | 0.024493 | 0.024821 | 0.024821 | 0.024493 | 0.024963 | 0.10262 | 0.02975 | 0.054819 | 0.013612 | 0.0054612 | 0.017375 | 0.20599 | 0.00050688 | 0.0032457 | 0.00099294 | 0.0075156 | 0.00099294 | 0.000999 | 0.00051366 | 0.27928 | 0.032573 | 0.50687 | 0.50687 | 0.27782 | 0.042213 | 0 | 0.023708 | 0.045464 | 0.044996 | 0.019514 | 0.0098657 | 0.020978 | 0.2313 | 0.2859 | 0.5394 | 0.12756 | 0.0099294 | 0.0099294 | 0.0099294 | 0.015651 | 0.016164 | 0.015651 | 0.016164 | 0.015651 | 0.01113 | 0.010883 | 0.32759 |  | 0.024821 | 0.024821 |  | 0.024963 |  | 0.50975 | 0.010659 | 0.00050681 | 0.0027775 | 0.008925 | 0.015094 | 0.00051025 | 0.09951 | 0.000505 | 0.0095654 | 0.00054659 | 0.0005005 | 0.51366 | 0.51698 | 0.010598 | 0.0075156 | 0.0075156 | 0.0069695 | 0.50687 | 0 | 0.50687 | 0.011205 | 0.011205 | 0.01025 | 0.0099294 | 0.0060375 | 0.6165 | 0.644 | 0.77169 | 0.56425 | 0.0054659 | 0.0054659 | 0.000505 | 0.5075 | 0.50775 | 0.5075 | 0.50775 | 0.5075 | 0.0069816 | 0.0069781 | 0.665 | 0.5125 | 0.5125 | 1 | 0.010506 | 0.5125 | 0.011326 | 0.034606 | 0.14052 | 0.00050681 | 0.0057603 | 0.00050875 | 0.00060375 | 0.00051025 | 0.0005005 | 0.0012976 | 0.54659 | 0.0010473 | 0.00099898 | 0.51366 | 0.00051698 | 0.033608 | 0.00050688 | 0.00050688 | 0.013652 |  | 0 | 0.027362 | 0.00051025 | 0.00051025 | 0.062625 | 0.0099294 | 0.011535 | 0.23581 | 0.29135 | 0.54924 | 0.13027 | 0.010695 | 0.010695 | 0.010473 | 0.15851 | 0.16502 | 0.15851 | 0.16377 | 0.15851 | 0.015389 | 0.014893 | 0.34198 | 0.026393 | 0.027023 | 0.027023 | 0.026007 | 0.024736 | 0.10787 | 0.02975 | 0.069491 | 0.013598 | 0.0054612 | 0.017375 | 0.20599 | 0.0015143 | 0.00098973 | 0.00099294 | 0.10045 | 0.00099294 | 0.000999 | 0.00051366 | 0.0071085 | 0.032235 | 0.0069781 | 0.50687 | 0.0069781 | 0.0069781 | 0 | 0.023708 | 0.060141 | 0.059681 | 0.019514 | 0.0098657 | 0.020978 | 0.2313 | 0.2859 | 0.5394 | 0.12756 | 0.0099294 | 0.0099294 | 0.0099294 | 0.015651 | 0.50775 | 0.015651 | 0.016164 | 0.5075 | 0.01113 | 0.010883 | 0.32759 | 0.024493 | 0.024821 | 0.024821 | 0.024493 | 0.024963 | 0.10262 | 0.02975 | 0.068149 | 0.013605 | 0.0054612 | 0.017375 | 0.20599 | 0.00098973 | 0.0034859 | 0.00099294 | 0.091951 | 0.00099294 | 0.000999 | 0.026983 | 0.041736 | 0.032335 | 0.013609 | 0.013609 | 0.047381 | 0.040884 | 0 | 0.027268 | 0.055794 | 0.055331 | 0.019514 | 0.0098657 | 0.020978 | 0.2313 | 0.2859 | 0.5394 | 0.12756 | 0.0099294 | 0.0099294 | 0.0099294 | 0.014894 | 0.01539 | 0.014894 | 0.01539 | 0.014894 | 0.015279 | 0.014789 | 0.32759 | 0.091793 | 0.024821 | 0.024821 | 0.066659 | 0.024963 | 0.14958 | 0.08908 | 0.081909
6: static cable | 0.039034 | 0.017866 | 0.013605 | 0.0054261 | 0.033257 | 0.25924 | 0.00098654 | 0.00099901 | 0.00098657 | 0.091392 | 0.0020439 | 0.00099848 | 0.027271 | 0.041232 | 0.032905 | 0.013565 | 0.013565 | 0.027221 | 0.013548 | 0 | 0.027268 | 0.031056 | 0.031056 | 0.019516 | 0.0098657 | 0.027584 | 0.22838 | 0.28227 | 0.53247 | 0.12599 | 0.025475 | 0.025475 | 0.0098657 | 0.035779 | 0.043019 | 0.035779 | 0.036522 | 0.035779 | 0.015279 | 0.014789 | 0.32342 | 0.069506 | 0.024587 | 0.024587 | 0.055028 | 0.041365 | 0.13901 | 0.029771 | 0.067841 | 0.013605 | 0.0054261 | 0.017239 | 0.20339 | 0.00098657 | 0.0039804 | 0.00098657 | 0.091392 | 0.00098657 | 0.00099901 | 0.048125 | 0.041698 | 0.032341 | 0.013548 | 0.048071 | 0.013548 | 0.013548 | 0 | 0.02702 | 0.055539 | 0.055079 | 0.019516 | 0.0098657 | 0.020879 | 0.22838 | 0.28227 | 0.53247 | 0.12599 | 0.0098657 | 0.0098657 | 0.0098657 | 0.014789 | 0.015279 | 0.014789 | 0.015279 | 0.014789 | 0.014989 | 0.014516 | 0.32342 | 0.091555 | 0.024587 | 0.024587 | 0.066527 | 0.024963 | 0.14946 | 0.029771 | 0.067841 | 0.013605 | 0.0054262 | 0.017239 | 0.2034 | 0.00098657 | 0.0039825 | 0.00098657 | 0.091393 | 0.00098657 | 0.00099901 | 0.027271 | 0.047526 | 0.032341 | 0.025636 | 0.013385 | 0.013574 | 0.013574 | 0 | 0.02727 | 0.055539 | 0.055079 | 0.019516 | 0.0098657 | 0.020879 | 0.22838 | 0.28227 | 0.53248 | 0.12599 | 0.0098657 | 0.0098657 | 0.0098657 | 0.029186 | 0.029932 | 0.029186 | 0.029932 | 0.029186 | 0.015281 | 0.014791 | 0.32342 | 0.093441 | 0.024587 | 0.024587 | 0.068503 | 0.024963 | 0.15191 | 0.028893 | 0.017862 | 0.013605 | 0.016621 | 0.026632 | 0.25402 | 0.00098973 | 0.00099901 | 0.0035244 | 0.091951 | 0.000916 | 0.00099904 | 0.026983 | 0.041255 | 0.032904 | 0.013609 | 0.013609 | 0.013564 | 0.085786 | 0 | 0.027268 | 0.031113 | 0.031113 |  | 0.0098657 | 0.025167 | 0.25385 | 0.30843 | 0.56184 | 0.15016 | 0.020212 | 0.020212 | 0.02043 | 0.029116 | 0.036468 | 0.029116 | 0.02986 | 0.029116 | 0.015279 | 0.014789 | 0.38175 | 0.069565 | 0.082211 | 0.082211 | 0.055062 | 0.04086 | 0.13905 | 0.02975 | 0.069491 | 0.013598 | 0.0054612 | 0.017375 | 0.20599 | 0.0015143 | 0.00098973 | 0.00099294 | 0.10045 | 0.00099294 | 0.000999 | 0.51366 | 0.0071085 | 0.032235 | 0.0069781 | 0.50687 | 0.0069781 | 0.0069781 | 0 | 0.023708 | 0.060141 | 0.059681 | 0.019514 | 0.0098657 | 0.020978 | 0.2313 | 0.2859 | 0.5394 | 0.12756 | 0.0099294 | 0.0099294 | 0.0099294 | 0.014894 | 0.0069816 | 0.014894 | 0.01539 | 0.0069781 | 0.01113 | 0.010883 | 0.32759 | 0.024493 | 0.024821 | 0.024821 | 0.024493 | 0.024963 | 0.10262 | 0.02975 | 0.054819 | 0.013612 | 0.0054612 | 0.017375 | 0.20599 | 0.00050688 | 0.0032457 | 0.00099294 | 0.0075156 | 0.00099294 | 0.000999 | 0.00051366 | 0.27928 | 0.032573 | 0.50687 | 0.50687 | 0.27782 | 0.042213 | 0 | 0.023708 | 0.045464 | 0.044996 | 0.019514 | 0.0098657 | 0.020978 | 0.2313 | 0.2859 | 0.5394 | 0.12756 | 0.0099294 | 0.0099294 | 0.0099294 | 0.015651 | 0.016164 | 0.015651 | 0.016164 | 0.015651 | 0.01113 | 0.010883 | 0.32759 |  | 0.024821 | 0.024821 |  | 0.024963 |  | 0.50975 | 0.010659 | 0.00050681 | 0.0027775 | 0.008925 | 0.015094 | 0.00051025 | 0.09951 | 0.000505 | 0.0095654 | 0.00054659 | 0.0005005 | 0.51366 | 0.51698 | 0.010598 | 0.0075156 | 0.0075156 | 0.0069695 | 0.50687 | 0 | 0.50687 | 0.011205 | 0.011205 | 0.01025 | 0.0099294 | 0.0060375 | 0.6165 | 0.644 | 0.77169 | 0.56425 | 0.0054659 | 0.0054659 | 0.000505 | 0.5075 | 0.50775 | 0.5075 | 0.50775 | 0.5075 | 0.0069816 | 0.0069781 | 0.665 | 0.5125 | 0.5125 | 0.5125 | 1 | 0.5125 | 0.011326 | 0.034606 | 0.14052 | 0.00050681 | 0.0057603 | 0.00050875 | 0.00060375 | 0.00051025 | 0.0005005 | 0.0012976 | 0.54659 | 0.0010473 | 0.00099898 | 0.51366 | 0.00051698 | 0.033608 | 0.00050688 | 0.00050688 | 0.013652 |  | 0 | 0.027362 | 0.00051025 | 0.00051025 | 0.062625 | 0.0099294 | 0.011535 | 0.23581 | 0.29135 | 0.54924 | 0.13027 | 0.010695 | 0.010695 | 0.010473 | 0.15851 | 0.16502 | 0.15851 | 0.16377 | 0.15851 | 0.015389 | 0.014893 | 0.34198 | 0.026393 | 0.027023 | 0.027023 | 0.026007 | 0.024736 | 0.10787 | 0.02975 | 0.069491 | 0.013598 | 0.0054612 | 0.017375 | 0.20599 | 0.0015143 | 0.00098973 | 0.00099294 | 0.10045 | 0.00099294 | 0.000999 | 0.00051366 | 0.0071085 | 0.032235 | 0.0069781 | 0.50687 | 0.0069781 | 0.0069781 | 0 | 0.023708 | 0.060141 | 0.059681 | 0.019514 | 0.0098657 | 0.020978 | 0.2313 | 0.2859 | 0.5394 | 0.12756 | 0.0099294 | 0.0099294 | 0.0099294 | 0.015651 | 0.50775 | 0.015651 | 0.016164 | 0.5075 | 0.01113 | 0.010883 | 0.32759 | 0.024493 | 0.024821 | 0.024821 | 0.024493 | 0.024963 | 0.10262 | 0.02975 | 0.068149 | 0.013605 | 0.0054612 | 0.017375 | 0.20599 | 0.00098973 | 0.0034859 | 0.00099294 | 0.091951 | 0.00099294 | 0.000999 | 0.026983 | 0.041736 | 0.032335 | 0.013609 | 0.013609 | 0.047381 | 0.040884 | 0 | 0.027268 | 0.055794 | 0.055331 | 0.019514 | 0.0098657 | 0.020978 | 0.2313 | 0.2859 | 0.5394 | 0.12756 | 0.0099294 | 0.0099294 | 0.0099294 | 0.014894 | 0.01539 | 0.014894 | 0.01539 | 0.014894 | 0.015279 | 0.014789 | 0.32759 | 0.091793 | 0.024821 | 0.024821 | 0.066659 | 0.024963 | 0.14958 | 0.090159 | 0.10628
6: terminations | 0.039034 | 0.017866 | 0.013605 | 0.0054261 | 0.033257 | 0.25924 | 0.00098654 | 0.00099901 | 0.00098657 | 0.091392 | 0.0020439 | 0.00099848 | 0.027271 | 0.041232 | 0.032905 | 0.013565 | 0.013565 | 0.027221 | 0.013548 | 0 | 0.027268 | 0.031056 | 0.031056 | 0.019516 | 0.0098657 | 0.027584 | 0.22838 | 0.28227 | 0.53247 | 0.12599 | 0.025475 | 0.025475 | 0.0098657 | 0.035779 | 0.043019 | 0.035779 | 0.036522 | 0.035779 | 0.015279 | 0.014789 | 0.32342 | 0.069506 | 0.024587 | 0.024587 | 0.055028 | 0.041365 | 0.13901 | 0.029771 | 0.067841 | 0.013605 | 0.0054261 | 0.017239 | 0.20339 | 0.00098657 | 0.0039804 | 0.00098657 | 0.091392 | 0.00098657 | 0.00099901 | 0.048125 | 0.041698 | 0.032341 | 0.013548 | 0.048071 | 0.013548 | 0.013548 | 0 | 0.02702 | 0.055539 | 0.055079 | 0.019516 | 0.0098657 | 0.020879 | 0.22838 | 0.28227 | 0.53247 | 0.12599 | 0.0098657 | 0.0098657 | 0.0098657 | 0.014789 | 0.015279 | 0.014789 | 0.015279 | 0.014789 | 0.014989 | 0.014516 | 0.32342 | 0.091555 | 0.024587 | 0.024587 | 0.066527 | 0.024963 | 0.14946 | 0.029771 | 0.067841 | 0.013605 | 0.0054262 | 0.017239 | 0.2034 | 0.00098657 | 0.0039825 | 0.00098657 | 0.091393 | 0.00098657 | 0.00099901 | 0.027271 | 0.047526 | 0.032341 | 0.025636 | 0.013385 | 0.013574 | 0.013574 | 0 | 0.02727 | 0.055539 | 0.055079 | 0.019516 | 0.0098657 | 0.020879 | 0.22838 | 0.28227 | 0.53248 | 0.12599 | 0.0098657 | 0.0098657 | 0.0098657 | 0.029186 | 0.029932 | 0.029186 | 0.029932 | 0.029186 | 0.015281 | 0.014791 | 0.32342 | 0.093441 | 0.024587 | 0.024587 | 0.068503 | 0.024963 | 0.15191 | 0.028893 | 0.017862 | 0.013605 | 0.016621 | 0.026632 | 0.25402 | 0.00098973 | 0.00099901 | 0.0035244 | 0.091951 | 0.000916 | 0.00099904 | 0.026983 | 0.041255 | 0.032904 | 0.013609 | 0.013609 | 0.013564 | 0.085786 | 0 | 0.027268 | 0.031113 | 0.031113 |  | 0.0098657 | 0.025167 | 0.25385 | 0.30843 | 0.56184 | 0.15016 | 0.020212 | 0.020212 | 0.02043 | 0.029116 | 0.036468 | 0.029116 | 0.02986 | 0.029116 | 0.015279 | 0.014789 | 0.38175 | 0.069565 | 0.082211 | 0.082211 | 0.055062 | 0.04086 | 0.13905 | 0.02975 | 0.069491 | 0.013598 | 0.0054612 | 0.017375 | 0.20599 | 0.0015143 | 0.00098973 | 0.00099294 | 0.10045 | 0.00099294 | 0.000999 | 0.51366 | 0.0071085 | 0.032235 | 0.0069781 | 0.50687 | 0.0069781 | 0.0069781 | 0 | 0.023708 | 0.060141 | 0.059681 | 0.019514 | 0.0098657 | 0.020978 | 0.2313 | 0.2859 | 0.5394 | 0.12756 | 0.0099294 | 0.0099294 | 0.0099294 | 0.014894 | 0.0069816 | 0.014894 | 0.01539 | 0.0069781 | 0.01113 | 0.010883 | 0.32759 | 0.024493 | 0.024821 | 0.024821 | 0.024493 | 0.024963 | 0.10262 | 0.02975 | 0.054819 | 0.013612 | 0.0054612 | 0.017375 | 0.20599 | 0.00050688 | 0.0032457 | 0.00099294 | 0.0075156 | 0.00099294 | 0.000999 | 0.00051366 | 0.27928 | 0.032573 | 0.50687 | 0.50687 | 0.27782 | 0.042213 | 0 | 0.023708 | 0.045464 | 0.044996 | 0.019514 | 0.0098657 | 0.020978 | 0.2313 | 0.2859 | 0.5394 | 0.12756 | 0.0099294 | 0.0099294 | 0.0099294 | 0.015651 | 0.016164 | 0.015651 | 0.016164 | 0.015651 | 0.01113 | 0.010883 | 0.32759 |  | 0.024821 | 0.024821 |  | 0.024963 |  | 0.50975 | 0.010659 | 0.00050681 | 0.0027775 | 0.008925 | 0.015094 | 0.00051025 | 0.09951 | 0.000505 | 0.0095654 | 0.00054659 | 0.0005005 | 0.51366 | 0.51698 | 0.010598 | 0.0075156 | 0.0075156 | 0.0069695 | 0.50687 | 0 | 0.50687 | 0.011205 | 0.011205 | 0.01025 | 0.0099294 | 0.0060375 | 0.6165 | 0.644 | 0.77169 | 0.56425 | 0.0054659 | 0.0054659 | 0.000505 | 0.5075 | 0.50775 | 0.5075 | 0.50775 | 0.5075 | 0.0069816 | 0.0069781 | 0.665 | 0.5125 | 0.5125 | 0.5125 | 0.010506 | 1 | 0.011326 | 0.034606 | 0.14052 | 0.00050681 | 0.0057603 | 0.00050875 | 0.00060375 | 0.00051025 | 0.0005005 | 0.0012976 | 0.54659 | 0.0010473 | 0.00099898 | 0.51366 | 0.00051698 | 0.033608 | 0.00050688 | 0.00050688 | 0.013652 |  | 0 | 0.027362 | 0.00051025 | 0.00051025 | 0.062625 | 0.0099294 | 0.011535 | 0.23581 | 0.29135 | 0.54924 | 0.13027 | 0.010695 | 0.010695 | 0.010473 | 0.15851 | 0.16502 | 0.15851 | 0.16377 | 0.15851 | 0.015389 | 0.014893 | 0.34198 | 0.026393 | 0.027023 | 0.027023 | 0.026007 | 0.024736 | 0.10787 | 0.02975 | 0.069491 | 0.013598 | 0.0054612 | 0.017375 | 0.20599 | 0.0015143 | 0.00098973 | 0.00099294 | 0.10045 | 0.00099294 | 0.000999 | 0.00051366 | 0.0071085 | 0.032235 | 0.0069781 | 0.50687 | 0.0069781 | 0.0069781 | 0 | 0.023708 | 0.060141 | 0.059681 | 0.019514 | 0.0098657 | 0.020978 | 0.2313 | 0.2859 | 0.5394 | 0.12756 | 0.0099294 | 0.0099294 | 0.0099294 | 0.015651 | 0.50775 | 0.015651 | 0.016164 | 0.5075 | 0.01113 | 0.010883 | 0.32759 | 0.024493 | 0.024821 | 0.024821 | 0.024493 | 0.024963 | 0.10262 | 0.02975 | 0.068149 | 0.013605 | 0.0054612 | 0.017375 | 0.20599 | 0.00098973 | 0.0034859 | 0.00099294 | 0.091951 | 0.00099294 | 0.000999 | 0.026983 | 0.041736 | 0.032335 | 0.013609 | 0.013609 | 0.047381 | 0.040884 | 0 | 0.027268 | 0.055794 | 0.055331 | 0.019514 | 0.0098657 | 0.020978 | 0.2313 | 0.2859 | 0.5394 | 0.12756 | 0.0099294 | 0.0099294 | 0.0099294 | 0.014894 | 0.01539 | 0.014894 | 0.01539 | 0.014894 | 0.015279 | 0.014789 | 0.32759 | 0.091793 | 0.024821 | 0.024821 | 0.066659 | 0.024963 | 0.14958 | 0.08908 | 0.070809
6: offshore joints | 0.039034 | 0.017866 | 0.013605 | 0.0054261 | 0.033257 | 0.25924 | 0.00098654 | 0.00099901 | 0.00098657 | 0.091392 | 0.0020439 | 0.00099848 | 0.027271 | 0.041232 | 0.032905 | 0.013565 | 0.013565 | 0.027221 | 0.013548 | 0 | 0.027268 | 0.031056 | 0.031056 | 0.019516 | 0.0098657 | 0.027584 | 0.22838 | 0.28227 | 0.53247 | 0.12599 | 0.025475 | 0.025475 | 0.0098657 | 0.035779 | 0.043019 | 0.035779 | 0.036522 | 0.035779 | 0.015279 | 0.014789 | 0.32342 | 0.069506 | 0.024587 | 0.024587 | 0.055028 | 0.041365 | 0.13901 | 0.029771 | 0.067841 | 0.013605 | 0.0054261 | 0.017239 | 0.20339 | 0.00098657 | 0.0039804 | 0.00098657 | 0.091392 | 0.00098657 | 0.00099901 | 0.048125 | 0.041698 | 0.032341 | 0.013548 | 0.048071 | 0.013548 | 0.013548 | 0 | 0.02702 | 0.055539 | 0.055079 | 0.019516 | 0.0098657 | 0.020879 | 0.22838 | 0.28227 | 0.53247 | 0.12599 | 0.0098657 | 0.0098657 | 0.0098657 | 0.014789 | 0.015279 | 0.014789 | 0.015279 | 0.014789 | 0.014989 | 0.014516 | 0.32342 | 0.091555 | 0.024587 | 0.024587 | 0.066527 | 0.024963 | 0.14946 | 0.029771 | 0.067841 | 0.013605 | 0.0054262 | 0.017239 | 0.2034 | 0.00098657 | 0.0039825 | 0.00098657 | 0.091393 | 0.00098657 | 0.00099901 | 0.027271 | 0.047526 | 0.032341 | 0.025636 | 0.013385 | 0.013574 | 0.013574 | 0 | 0.02727 | 0.055539 | 0.055079 | 0.019516 | 0.0098657 | 0.020879 | 0.22838 | 0.28227 | 0.53248 | 0.12599 | 0.0098657 | 0.0098657 | 0.0098657 | 0.029186 | 0.029932 | 0.029186 | 0.029932 | 0.029186 | 0.015281 | 0.014791 | 0.32342 | 0.093441 | 0.024587 | 0.024587 | 0.068503 | 0.024963 | 0.15191 | 0.028893 | 0.017862 | 0.013605 | 0.016621 | 0.026632 | 0.25402 | 0.00098973 | 0.00099901 | 0.0035244 | 0.091951 | 0.000916 | 0.00099904 | 0.026983 | 0.041255 | 0.032904 | 0.013609 | 0.013609 | 0.013564 | 0.085786 | 0 | 0.027268 | 0.031113 | 0.031113 |  | 0.0098657 | 0.025167 | 0.25385 | 0.30843 | 0.56184 | 0.15016 | 0.020212 | 0.020212 | 0.02043 | 0.029116 | 0.036468 | 0.029116 | 0.02986 | 0.029116 | 0.015279 | 0.014789 | 0.38175 | 0.069565 | 0.082211 | 0.082211 | 0.055062 | 0.04086 | 0.13905 | 0.02975 | 0.069491 | 0.013598 | 0.0054612 | 0.017375 | 0.20599 | 0.0015143 | 0.00098973 | 0.00099294 | 0.10045 | 0.00099294 | 0.000999 | 0.51366 | 0.0071085 | 0.032235 | 0.0069781 | 0.50687 | 0.0069781 | 0.0069781 | 0 | 0.023708 | 0.060141 | 0.059681 | 0.019514 | 0.0098657 | 0.020978 | 0.2313 | 0.2859 | 0.5394 | 0.12756 | 0.0099294 | 0.0099294 | 0.0099294 | 0.014894 | 0.0069816 | 0.014894 | 0.01539 | 0.0069781 | 0.01113 | 0.010883 | 0.32759 | 0.024493 | 0.024821 | 0.024821 | 0.024493 | 0.024963 | 0.10262 | 0.02975 | 0.054819 | 0.013612 | 0.0054612 | 0.017375 | 0.20599 | 0.00050688 | 0.0032457 | 0.00099294 | 0.0075156 | 0.00099294 | 0.000999 | 0.00051366 | 0.27928 | 0.032573 | 0.50687 | 0.50687 | 0.27782 | 0.042213 | 0 | 0.023708 | 0.045464 | 0.044996 | 0.019514 | 0.0098657 | 0.020978 | 0.2313 | 0.2859 | 0.5394 | 0.12756 | 0.0099294 | 0.0099294 | 0.0099294 | 0.015651 | 0.016164 | 0.015651 | 0.016164 | 0.015651 | 0.01113 | 0.010883 | 0.32759 |  | 0.024821 | 0.024821 |  | 0.024963 |  | 0.50975 | 0.010659 | 0.00050681 | 0.0027775 | 0.008925 | 0.063394 | 0.00051025 | 0.09951 | 0.000505 | 0.0095654 | 0.00054659 | 0.0005005 | 0.51366 | 0.51698 | 0.010598 | 0.0075156 | 0.0075156 | 0.0069695 | 0.50687 | 0 | 0.50687 | 0.011205 | 0.011205 | 0.01105 | 0.0099294 | 0.0060375 | 0.6165 | 0.644 | 0.77169 | 0.56425 | 0.0054659 | 0.0054659 | 0.000505 | 0.5075 | 0.50775 | 0.5075 | 0.50775 | 0.5075 | 0.0069816 | 0.0069781 | 0.665 | 0.5125 | 0.5125 | 0.5125 | 0.010506 | 0.5125 | 1 | 0.034606 | 0.14052 | 0.00050681 | 0.0057603 | 0.00050875 | 0.00060375 | 0.00051025 | 0.0005005 | 0.0012976 | 0.54659 | 0.0010473 | 0.00099898 | 0.51366 | 0.00051698 | 0.033608 | 0.00050688 | 0.00050688 | 0.013652 |  | 0 | 0.027362 | 0.00051025 | 0.00051025 | 0.062625 | 0.0099294 | 0.011535 | 0.23581 | 0.29135 | 0.54924 | 0.13027 | 0.010695 | 0.010695 | 0.010473 | 0.15851 | 0.16502 | 0.15851 | 0.16377 | 0.15851 | 0.015389 | 0.014893 | 0.34198 | 0.026393 | 0.027023 | 0.027023 | 0.026007 | 0.024736 | 0.10787 | 0.02975 | 0.069491 | 0.013598 | 0.0054612 | 0.017375 | 0.20599 | 0.0015143 | 0.00098973 | 0.00099294 | 0.10045 | 0.00099294 | 0.000999 | 0.00051366 | 0.0071085 | 0.032235 | 0.0069781 | 0.50687 | 0.0069781 | 0.0069781 | 0 | 0.023708 | 0.060141 | 0.059681 | 0.019514 | 0.0098657 | 0.020978 | 0.2313 | 0.2859 | 0.5394 | 0.12756 | 0.0099294 | 0.0099294 | 0.0099294 | 0.015651 | 0.50775 | 0.015651 | 0.016164 | 0.5075 | 0.01113 | 0.010883 | 0.32759 | 0.024493 | 0.024821 | 0.024821 | 0.024493 | 0.024963 | 0.10262 | 0.02975 | 0.068149 | 0.013605 | 0.0054612 | 0.017375 | 0.20599 | 0.00098973 | 0.0034859 | 0.00099294 | 0.091951 | 0.00099294 | 0.000999 | 0.026983 | 0.041736 | 0.032335 | 0.013609 | 0.013609 | 0.047381 | 0.040884 | 0 | 0.027268 | 0.055794 | 0.055331 | 0.019514 | 0.0098657 | 0.020978 | 0.2313 | 0.2859 | 0.5394 | 0.12756 | 0.0099294 | 0.0099294 | 0.0099294 | 0.014894 | 0.01539 | 0.014894 | 0.01539 | 0.014894 | 0.015279 | 0.014789 | 0.32759 | 0.091793 | 0.024821 | 0.024821 | 0.066659 | 0.024963 | 0.14958 | 0.090263 | 0.17613
7: Incorrect turbine operation | 0.029771 | 0.067841 | 0.013605 | 0.0054261 | 0.017239 | 0.20339 | 0.00098657 | 0.0034716 | 0.00098657 | 0.091392 | 0.00098657 | 0.00099901 | 0.027271 | 0.034946 | 0.032341 | 0.070417 | 0.035999 | 0.047258 | 0.047258 | 0 | 0.027107 | 0.055539 | 0.055079 | 0.019516 | 0.0098657 | 0.020879 | 0.22838 | 0.28227 | 0.53247 | 0.12599 | 0.0098657 | 0.0098657 | 0.0098657 | 0.014789 | 0.015279 | 0.014789 | 0.015279 | 0.014789 | 0.015091 | 0.014612 | 0.32342 | 0.089371 | 0.024587 | 0.024587 | 0.064239 | 0.024963 | 0.14662 | 0.039034 | 0.017866 | 0.013605 | 0.0054261 | 0.033257 | 0.25924 | 0.00098654 | 0.00099901 | 0.00098657 | 0.091392 | 0.0020439 | 0.00099848 | 0.027271 | 0.041232 | 0.032905 | 0.013565 | 0.013565 | 0.027221 | 0.013548 | 0 | 0.027268 | 0.031056 | 0.031056 | 0.019516 | 0.0098657 | 0.027584 | 0.22838 | 0.28227 | 0.53247 | 0.12599 | 0.025475 | 0.025475 | 0.0098657 | 0.035779 | 0.043019 | 0.035779 | 0.036522 | 0.035779 | 0.015279 | 0.014789 | 0.32342 | 0.069506 | 0.024587 | 0.024587 | 0.055028 | 0.041365 | 0.13901 | 0.029771 | 0.067841 | 0.013605 | 0.0054261 | 0.017239 | 0.20339 | 0.00098657 | 0.0039804 | 0.00098657 | 0.091392 | 0.00098657 | 0.00099901 | 0.048125 | 0.041698 | 0.032341 | 0.013548 | 0.048071 | 0.013548 | 0.013548 | 0 | 0.02702 | 0.055539 | 0.055079 | 0.019516 | 0.0098657 | 0.020879 | 0.22838 | 0.28227 | 0.53247 | 0.12599 | 0.0098657 | 0.0098657 | 0.0098657 | 0.014789 | 0.015279 | 0.014789 | 0.015279 | 0.014789 | 0.014989 | 0.014516 | 0.32342 | 0.091555 | 0.024587 | 0.024587 | 0.066527 | 0.024963 | 0.14946 | 0.029771 | 0.067841 | 0.013605 | 0.0054262 | 0.017239 | 0.2034 | 0.00098657 | 0.0039825 | 0.00098657 | 0.091393 | 0.00098657 | 0.00099901 | 0.027271 | 0.047526 | 0.032341 | 0.025636 | 0.013385 | 0.013574 | 0.013574 | 0 | 0.02727 | 0.055539 | 0.055079 | 0.019516 | 0.0098657 | 0.020879 | 0.22838 | 0.28227 | 0.53248 | 0.12599 | 0.0098657 | 0.0098657 | 0.0098657 | 0.029186 | 0.029932 | 0.029186 | 0.029932 | 0.029186 | 0.015281 | 0.014791 | 0.32342 | 0.093441 | 0.024587 | 0.024587 | 0.068503 | 0.024963 | 0.15191 | 0.038495 | 0.017862 | 0.013605 | 0.0054261 | 0.026632 | 0.25402 | 0.00098973 | 0.00099901 | 0.00098657 | 0.091951 | 0.000916 | 0.00099904 | 0.026983 | 0.041255 | 0.032904 | 0.013609 | 0.013609 | 0.013564 | 0.013548 | 0 | 0.027268 | 0.031113 | 0.031113 | 0.019516 | 0.0098657 | 0.025167 | 0.22838 | 0.28226 | 0.53247 | 0.12599 | 0.020212 | 0.020212 | 0.0098657 | 0.029116 | 0.036468 | 0.029116 | 0.02986 | 0.029116 | 0.015279 | 0.014789 | 0.32341 | 0.069565 | 0.024587 | 0.024587 | 0.055062 | 0.04086 | 0.13905 | 0.02975 | 0.069491 | 0.013598 | 0.0054612 | 0.017375 | 0.20599 | 0.0015143 | 0.00098973 | 0.00099294 | 0.10045 | 0.00099294 | 0.000999 | 0.51366 | 0.0071085 | 0.032235 | 0.0069781 | 0.50687 | 0.0069781 | 0.0069781 | 0 | 0.023708 | 0.060141 | 0.059681 | 0.019514 | 0.0098657 | 0.020978 | 0.2313 | 0.2859 | 0.5394 | 0.12756 | 0.0099294 | 0.0099294 | 0.0099294 | 0.014894 | 0.0069816 | 0.014894 | 0.01539 | 0.0069781 | 0.01113 | 0.010883 | 0.32759 | 0.024493 | 0.024821 | 0.024821 | 0.024493 | 0.024963 | 0.10262 | 0.03889 | 0.018532 | 0.013612 | 0.0054612 | 0.019602 | 0.22225 | 0.00050688 | 0.00099925 | 0.00099294 | 0.0075156 | 0.0011109 | 0.00099895 | 0.00051366 | 0.037821 | 0.033101 | 0.0069695 | 0.0069695 | 0.013609 |  | 0 | 0.027316 | 0.022548 | 0.022548 | 0.019514 | 0.0098657 | 0.022072 | 0.2313 | 0.2859 | 0.5394 | 0.12756 | 0.013781 | 0.013781 | 0.0099294 | 0.019133 | 0.023104 | 0.019133 | 0.019646 | 0.019133 | 0.015335 | 0.014842 | 0.32759 | 0.060511 | 0.024821 | 0.024821 | 0.049815 | 0.036783 | 0.1339 | 1 | 0.0099401 | 0.00050681 | 0.037463 | 0.0089206 | 0.011773 | 0.00051025 | 0.000505 | 0.000505 | 0.0095654 | 0.00054659 | 0.0005005 | 0.51366 | 0.51698 | 0.010598 | 0.0075156 | 0.0075156 | 0.50688 | 0.50687 | 0 | 0.50687 | 0.011205 | 0.011205 | 0.01025 | 0.0099294 | 0.47823 | 0.012022 | 0.012558 | 0.015048 | 0.011003 | 0.0050975 | 0.505 | 0.0027775 | 0.0027912 | 0.0027926 | 0.0027912 | 0.0027926 | 0.0027912 | 0.0069816 | 0.0069781 | 0.0036575 | 0.5125 | 0.0028187 | 0.0028187 | 0.010506 | 0.5125 | 0.011326 | 0.043638 | 0.018532 | 0.00050681 | 0.0057603 | 0.00050875 | 0.00060375 | 0.00051025 | 0.0005005 | 0.0012976 | 0.0075156 | 0.0011325 | 0.00099893 | 0.51366 | 0.00051698 | 0.033608 | 0.00050688 | 0.00050688 | 0.013652 | 0.25784 | 0 | 0.027362 | 0.00051025 | 0.00051025 | 0.062625 | 0.0099294 | 0.011535 | 0.23581 | 0.29135 | 0.54924 | 0.13027 | 0.011539 | 0.011539 | 0.010473 | 0.15851 | 0.16502 | 0.15851 | 0.16377 | 0.15851 | 0.015389 | 0.014893 | 0.34198 | 0.026393 | 0.027023 | 0.027023 | 0.026007 | 0.024736 | 0.10787 | 0.02975 | 0.069491 | 0.013598 | 0.0054612 | 0.017375 | 0.20599 | 0.0015143 | 0.00098973 | 0.00099294 | 0.10045 | 0.00099294 | 0.000999 | 0.00051366 | 0.0071085 | 0.032235 | 0.0069781 | 0.50688 | 0.0069781 | 0.0069781 | 0 | 0.023708 | 0.060141 | 0.059681 | 0.019514 | 0.0098657 | 0.020978 | 0.2313 | 0.2859 | 0.5394 | 0.12756 | 0.0099294 | 0.0099294 | 0.0099294 | 0.015651 | 0.50775 | 0.015651 | 0.016164 | 0.5075 | 0.01113 | 0.010883 | 0.32759 | 0.024493 | 0.024821 | 0.024821 | 0.024493 | 0.024963 | 0.10262 | 0.072667 | 0.070627
7: Increased turbine loads | 0.029771 | 0.068142 | 0.013605 | 0.0054261 | 0.017239 | 0.20339 | 0.00098657 | 0.0034716 | 0.00098657 | 0.091392 | 0.00098657 | 0.00099901 | 0.027271 | 0.041706 | 0.032341 | 0.013565 | 0.013565 | 0.050466 | 0.04394 | 0 | 0.027268 | 0.055539 | 0.055079 | 0.019516 | 0.0098657 | 0.020879 | 0.22838 | 0.28227 | 0.53247 | 0.12599 | 0.0098657 | 0.0098657 | 0.0098657 | 0.014789 | 0.015279 | 0.014789 | 0.015279 | 0.014789 | 0.015279 | 0.014789 | 0.32342 |  | 0.024587 | 0.024587 |  | 0.024963 |  | 0.029771 |  | 0.013605 | 0.0054261 | 0.017239 | 0.20339 | 0.00098654 |  | 0.00098657 | 0.091392 | 0.00098657 | 0.00099901 | 0.027271 | 0.04171 | 0.032341 | 0.013565 | 0.013565 | 0.013548 | 0.013548 | 0 | 0.027268 | 0.055539 | 0.055079 | 0.019516 | 0.0098657 | 0.020879 | 0.22838 | 0.28227 | 0.53247 | 0.12599 | 0.0098657 | 0.0098657 | 0.0098657 | 0.014789 | 0.015279 | 0.014789 | 0.015279 | 0.014789 | 0.015279 | 0.014789 | 0.32342 |  | 0.024587 | 0.024587 |  | 0.024963 |  | 0.029771 | 0.068142 | 0.013605 | 0.0054261 | 0.017239 | 0.20339 | 0.00098657 | 0.0038487 | 0.00098657 | 0.091392 | 0.00098657 | 0.00099901 | 0.027271 | 0.041698 | 0.032341 | 0.013548 |  | 0.013548 | 0.013548 | 0 | 0.020137 | 0.055539 | 0.055079 | 0.019516 | 0.0098657 | 0.020879 | 0.22838 | 0.28227 | 0.53247 | 0.12599 | 0.0098657 | 0.0098657 | 0.0098657 | 0.014789 | 0.015279 | 0.014789 | 0.015279 | 0.014789 | 0.0069816 | 0.0069781 | 0.32342 |  | 0.024587 | 0.024587 |  | 0.024963 |  |  | 0.017866 | 0.013605 | 0.0054262 | 0.033253 | 0.25923 | 0.00098654 | 0.00099901 | 0.00098657 | 0.091392 | 0.0020436 | 0.00099848 | 0.027271 | 0.041232 | 0.032905 | 0.013565 | 0.013565 | 0.027194 | 0.013549 | 0 | 0.027268 | 0.031056 | 0.031056 | 0.019516 | 0.0098657 |  | 0.22838 | 0.28227 | 0.53248 | 0.12599 | 0.025472 | 0.025472 | 0.0098657 | 0.035776 | 0.043015 | 0.035776 | 0.036519 | 0.035776 | 0.015279 | 0.014789 | 0.32342 |  | 0.024587 | 0.024587 | 0.055028 | 0.041364 | 0.13901 | 0.02975 |  | 0.013605 | 0.0054612 | 0.017375 | 0.20599 | 0.00098973 |  | 0.00099294 | 0.091951 | 0.00099294 | 0.000999 | 0.026983 | 0.041736 | 0.032335 | 0.013609 | 0.013609 | 0.013548 | 0.013548 | 0 | 0.027268 | 0.055794 | 0.055331 | 0.019514 | 0.0098657 | 0.020978 | 0.2313 | 0.2859 | 0.5394 | 0.12756 | 0.0099294 | 0.0099294 | 0.0099294 | 0.014894 | 0.01539 | 0.014894 | 0.01539 | 0.014894 | 0.015279 | 0.014789 | 0.32759 |  | 0.024821 | 0.024821 |  | 0.024963 |  |  |  | 0.013598 | 0.0054612 | 0.017375 | 0.20599 | 0.0015143 | 0.00098973 | 0.00099294 | 0.10045 | 0.00099294 | 0.000999 | 0.00051366 | 0.033549 | 0.010598 | 0.0069781 | 0.020996 | 0.0069781 | 0.0069781 | 0 |  |  |  | 0.019514 | 0.0098657 |  | 0.2313 | 0.2859 | 0.5394 | 0.12756 | 0.0099294 | 0.0099294 | 0.0099294 | 0.015651 | 0.019347 | 0.015651 | 0.016164 | 0.018836 | 0.015217 | 0.014731 | 0.32759 | 0.024185 | 0.024821 | 0.024821 | 0.024185 | 0.024963 | 0.10038 | 0.025187 | 0.010659 | 0.00050681 |  | 0.50875 | 0.60375 | 0.00050688 | 0.0005005 |  | 0.0075156 | 0.00054659 | 0.00099923 | 0.0070628 | 0.51698 | 0.021873 | 0.0069695 | 0.0069695 | 0.013609 |  | 0 | 0.027316 | 0.51025 | 0.51025 | 0.50161 | 0.0099294 | 0.22307 |  |  |  |  | 0.062136 | 0.062136 | 0.010746 | 0.02058 | 0.024609 | 0.02058 | 0.021149 | 0.02058 | 0.015335 | 0.014842 |  |  |  |  | 0.36486 | 0.27401 | 0.44721 | 0.0099401 | 1 | 0.00050681 | 0.50275 | 0.50875 | 0.011773 | 0.1411 | 0.000505 | 0.000505 | 0.54659 | 0.0005005 | 0.0005005 | 0.00051366 | 0.00051698 | 0.010598 | 0.50687 | 0.50688 | 0.50687 | 0.50687 | 0 | 0.50687 | 0.51025 | 0.51025 | 0.01025 | 0.0099294 | 0.0060375 | 0.012022 | 0.012558 | 0.015048 | 0.011003 | 0.0050975 | 0.505 | 0.0027775 | 0.0027912 | 0.0027926 | 0.0027912 | 0.0027926 | 0.0027912 | 0.0069816 | 0.0069781 | 0.0036575 | 0.5125 | 0.0028188 | 0.0028188 | 0.5125 | 0.0005125 | 0.5525 | 0.025187 | 0.010659 | 0.00050681 |  | 0.50875 | 0.60375 | 0.00051025 | 0.0005005 |  | 0.0075156 | 0.00054659 | 0.00099923 | 0.0070628 | 0.51698 | 0.021873 | 0.0069695 | 0.0069695 | 0.013609 |  | 0 | 0.027316 | 0.51025 | 0.51025 | 0.50161 | 0.0099294 | 0.22307 |  |  |  |  | 0.062136 | 0.062136 | 0.010746 | 0.02058 | 0.024609 | 0.02058 | 0.021149 | 0.02058 | 0.015335 | 0.014842 |  |  |  |  | 0.36486 | 0.27401 | 0.44721 |  |  | 0.013598 | 0.0054612 | 0.017375 | 0.20599 | 0.0015143 | 0.00098973 | 0.00099294 | 0.10045 | 0.00099294 | 0.000999 | 0.00051366 | 0.033549 | 0.010598 | 0.0069781 | 0.020996 | 0.0069781 | 0.0069781 | 0 |  |  |  | 0.019514 | 0.0098657 |  | 0.2313 | 0.2859 | 0.5394 | 0.12756 | 0.0099294 | 0.0099294 | 0.0099294 | 0.015651 | 0.019347 | 0.015651 | 0.016164 | 0.018836 | 0.015217 | 0.014731 | 0.32759 | 0.024185 | 0.024821 | 0.024821 | 0.024185 | 0.024963 | 0.10038 | 0.085429 | 0.081064
7: Vessel or Aircraft Collision | 0.029771 | 0.067841 | 0.013605 | 0.0054261 | 0.017239 | 0.20339 | 0.00098657 | 0.0039804 | 0.00098657 | 0.091392 | 0.00098657 | 0.00099901 | 0.027271 | 0.041619 | 0.032341 | 0.013385 | 0.013385 | 0.013548 | 0.013548 | 0 | 0.02727 | 0.055539 | 0.055079 | 0.019516 | 0.0098657 | 0.020879 | 0.22838 | 0.28227 | 0.53247 | 0.12599 | 0.0098657 | 0.0098657 | 0.0098657 | 0.029189 | 0.029936 | 0.029189 | 0.029936 | 0.029189 | 0.015281 | 0.014791 | 0.32342 | 0.09153 | 0.024587 | 0.024587 | 0.066501 | 0.024963 | 0.14943 | 0.029771 | 0.067841 | 0.013605 | 0.0054261 | 0.017239 | 0.20339 | 0.00098657 | 0.0034716 | 0.00098657 | 0.091392 | 0.00098657 | 0.00099901 | 0.028291 | 0.034946 | 0.032341 | 0.056333 | 0.028504 | 0.040697 | 0.040697 | 0 | 0.027161 | 0.055539 | 0.055079 | 0.019516 | 0.0098657 | 0.020879 | 0.22838 | 0.28227 | 0.53247 | 0.12599 | 0.0098657 | 0.0098657 | 0.0098657 | 0.014789 | 0.015279 | 0.014789 | 0.015279 | 0.014789 | 0.015154 | 0.014671 | 0.32342 | 0.089371 | 0.024587 | 0.024587 | 0.064239 | 0.024963 | 0.14662 | 0.029771 | 0.067841 | 0.013605 | 0.0054261 | 0.017239 | 0.20339 | 0.00098657 | 0.0039804 | 0.00098657 | 0.091392 | 0.00098657 | 0.00099901 | 0.027271 | 0.041619 | 0.032341 | 0.013385 | 0.013385 | 0.013548 | 0.013548 | 0 | 0.02727 | 0.055539 | 0.055079 | 0.019516 | 0.0098657 | 0.020879 | 0.22838 | 0.28227 | 0.53247 | 0.12599 | 0.0098657 | 0.0098657 | 0.0098657 | 0.029189 | 0.029936 | 0.029189 | 0.029936 | 0.029189 | 0.015281 | 0.014791 | 0.32342 | 0.09153 | 0.024587 | 0.024587 | 0.066501 | 0.024963 | 0.14943 | 0.02975 | 0.068236 | 0.013605 | 0.0054612 | 0.017375 | 0.20599 | 0.00099294 | 0.0034875 | 0.00099294 | 0.092507 | 0.00099294 | 0.000999 | 0.028297 | 0.034952 | 0.032334 | 0.056649 | 0.028632 | 0.040884 | 0.040884 | 0 | 0.02716 | 0.055862 | 0.055399 | 0.019514 | 0.0098657 | 0.020978 | 0.2313 | 0.2859 | 0.5394 | 0.12756 | 0.0099294 | 0.0099294 | 0.0099294 | 0.014894 | 0.01539 | 0.014894 | 0.01539 | 0.014894 | 0.015153 | 0.01467 | 0.32759 | 0.089661 | 0.024821 | 0.024821 | 0.064393 | 0.024963 | 0.14676 | 0.02975 | 0.068236 | 0.013605 | 0.0054612 | 0.017375 | 0.20599 | 0.00099294 | 0.0034875 | 0.00099294 | 0.092507 | 0.00099294 | 0.000999 | 0.00051366 | 0.041709 | 0.032334 | 0.013559 | 0.013559 | 0.048749 | 0.042213 | 0 | 0.027268 | 0.055862 | 0.055399 | 0.019514 | 0.0098657 | 0.020978 | 0.2313 | 0.2859 | 0.5394 | 0.12756 | 0.0099294 | 0.0099294 | 0.0099294 | 0.015651 | 0.016164 | 0.015651 | 0.016164 | 0.015651 | 0.015279 | 0.01479 | 0.32759 | 0.091845 | 0.024821 | 0.024821 | 0.066682 | 0.024963 | 0.1496 | 0.50975 | 0.50975 | 0.00050681 | 0.0027875 | 0.0069317 | 0.0082261 | 0.00050681 | 0.5005 | 0.00050681 | 0.0074473 | 0.00050681 | 0.0005005 | 0.51366 | 0.51698 | 0.021873 | 0.50687 | 0.50688 | 0.026433 | 0.026433 | 0 | 0.023708 | 0.51025 | 0.51025 | 0.019684 | 0.0099294 | 0.47823 | 0.0083998 | 0.0087745 | 0.010514 | 0.0076879 | 0.0050681 | 0.0050681 | 0.0050681 | 0.0069147 | 0.0069181 | 0.0069147 | 0.0069181 | 0.0069147 | 0.01113 | 0.010883 | 0.0090606 | 0.44068 | 0.0069828 | 0.0069828 | 0.36486 | 0.0005125 | 0.44721 | 0.50975 | 0.50975 | 0.00050681 | 0.0027875 | 0.0069317 | 0.0082261 | 0.00050681 | 0.5005 | 0.00050681 | 0.0074473 | 0.00050681 | 0.0005005 | 0.51366 | 0.51698 | 0.021873 | 0.50687 | 0.50688 | 0.026433 | 0.026433 | 0 | 0.023708 | 0.51025 | 0.51025 | 0.019684 | 0.0099294 | 0.47823 | 0.0083998 | 0.0087745 | 0.010514 | 0.0076879 | 0.0050681 | 0.0050681 | 0.0050681 | 0.0069147 | 0.0069181 | 0.0069147 | 0.0069181 | 0.0069147 | 0.01113 | 0.010883 | 0.0090606 | 0.44068 | 0.0069828 | 0.0069828 | 0.36486 | 0.0005125 | 0.44721 | 0.50975 | 0.50975 | 1 | 0.0027875 | 0.0069317 | 0.0082261 | 0.00050681 | 0.5005 | 0.00050681 | 0.0074473 | 0.00050681 | 0.0005005 | 0.51366 | 0.51698 | 0.021873 | 0.50687 | 0.50688 | 0.026433 | 0.026433 | 0 | 0.023708 | 0.51025 | 0.51025 | 0.019684 | 0.0050681 | 0.505 | 0.0083998 | 0.0087745 | 0.010514 | 0.0076879 | 0.0050681 | 0.0050681 | 0.0050681 | 0.0069147 | 0.0069181 | 0.0069147 | 0.0069181 | 0.0069147 | 0.01113 | 0.010883 | 0.0090606 | 0.44068 | 0.0069828 | 0.0069828 | 0.36486 | 0.0005125 | 0.44721 | 0.50975 | 0.50975 | 0.00050681 | 0.0027875 | 0.0069317 | 0.0082261 | 0.00050681 | 0.5005 | 0.00050681 | 0.0074473 | 0.00050681 | 0.0005005 | 0.51366 | 0.51698 | 0.021873 | 0.50687 | 0.50688 | 0.026433 | 0.026433 | 0 | 0.023708 | 0.51025 | 0.51025 | 0.019684 | 0.0099294 | 0.47823 | 0.0083998 | 0.0087745 | 0.010514 | 0.0076879 | 0.0050681 | 0.0050681 | 0.0050681 | 0.0069147 | 0.0069181 | 0.0069147 | 0.0069181 | 0.0069147 | 0.01113 | 0.010883 | 0.0090606 | 0.44068 | 0.0069828 | 0.0069828 | 0.36486 | 0.0005125 | 0.44721 | 0.50975 | 0.50975 | 0.00050681 | 0.0027875 | 0.0069317 | 0.0082261 | 0.00050681 | 0.5005 | 0.00050681 | 0.0074473 | 0.00050681 | 0.0005005 | 0.51366 | 0.51698 | 0.021873 | 0.50687 | 0.50688 | 0.026433 | 0.026433 | 0 | 0.023708 | 0.51025 | 0.51025 | 0.019684 | 0.0099294 | 0.47823 | 0.0083998 | 0.0087745 | 0.010514 | 0.0076879 | 0.0050681 | 0.0050681 | 0.0050681 | 0.0069147 | 0.0069181 | 0.0069147 | 0.0069181 | 0.0069147 | 0.01113 | 0.010883 | 0.0090606 | 0.44068 | 0.0069828 | 0.0069828 | 0.36486 | 0.0005125 | 0.44721 | 0.10301 | 0.011403
7: Falling topside components | 0.029771 | 0.067841 | 0.013605 | 0.0054261 | 0.017239 | 0.20339 | 0.00098657 | 0.0034716 | 0.00098657 | 0.091392 | 0.00098657 | 0.00099901 | 0.027271 | 0.041706 | 0.032341 | 0.013565 | 0.013565 | 0.047247 | 0.040697 | 0 | 0.027268 | 0.055539 | 0.055079 | 0.019516 | 0.0098657 | 0.020879 | 0.22838 | 0.28227 | 0.53247 | 0.12599 | 0.0098657 | 0.0098657 | 0.0098657 | 0.014789 | 0.015279 | 0.014789 | 0.015279 | 0.014789 | 0.015279 | 0.014789 | 0.32342 | 0.091558 | 0.024587 | 0.024587 | 0.06653 | 0.024963 | 0.14946 | 0.029771 | 0.067841 | 0.013605 | 0.0054261 | 0.017239 | 0.20339 | 0.00098657 | 0.0039804 | 0.00098657 | 0.091392 | 0.00098657 | 0.00099901 | 0.027271 | 0.041698 | 0.032341 | 0.013548 | 0.013565 | 0.013548 | 0.013548 | 0 | 0.027268 | 0.055539 | 0.055079 | 0.019516 | 0.0098657 | 0.020879 | 0.22838 | 0.28227 | 0.53247 | 0.12599 | 0.0098657 | 0.0098657 | 0.0098657 | 0.014789 | 0.015279 | 0.014789 | 0.015279 | 0.014789 | 0.015279 | 0.014789 | 0.32342 | 0.091555 | 0.024587 | 0.024587 | 0.066527 | 0.024963 | 0.14946 | 0.029771 | 0.067841 | 0.013605 | 0.0054261 | 0.017239 | 0.20339 | 0.00098657 | 0.0039804 | 0.00098657 | 0.091392 | 0.00098657 | 0.00099901 | 0.027271 | 0.041698 | 0.032341 | 0.013548 | 0.049041 | 0.013548 | 0.013548 | 0 | 0.027013 | 0.055539 | 0.055079 | 0.019516 | 0.0098657 | 0.020879 | 0.22838 | 0.28227 | 0.53247 | 0.12599 | 0.0098657 | 0.0098657 | 0.0098657 | 0.014789 | 0.015279 | 0.014789 | 0.015279 | 0.014789 | 0.014981 | 0.014509 | 0.32342 | 0.091555 | 0.024587 | 0.024587 | 0.066527 | 0.024963 | 0.14946 | 0.039034 | 0.017866 | 0.013605 | 0.0054262 | 0.033253 | 0.25923 | 0.00098651 | 0.00099901 | 0.00098657 | 0.091388 | 0.0020436 | 0.00099848 | 0.027271 | 0.041232 | 0.032905 | 0.013565 | 0.013565 | 0.027194 | 0.013549 | 0 | 0.027268 | 0.031056 | 0.031056 | 0.019516 | 0.0098657 | 0.027582 | 0.22838 | 0.28227 | 0.53248 | 0.12599 | 0.025472 | 0.025472 | 0.0098657 | 0.035776 | 0.043015 | 0.035776 | 0.036519 | 0.035776 | 0.015279 | 0.014789 | 0.32342 | 0.069505 | 0.024587 | 0.024587 | 0.055027 | 0.041364 | 0.13901 | 0.02975 | 0.068236 | 0.013605 | 0.0054612 | 0.017375 | 0.20599 | 0.00099294 | 0.0039982 | 0.00099294 | 0.092507 | 0.00099294 | 0.000999 | 0.026983 | 0.041729 | 0.032334 | 0.0136 | 0.013609 | 0.0136 | 0.0136 | 0 | 0.027268 | 0.055862 | 0.055399 | 0.019514 | 0.0098657 | 0.020978 | 0.2313 | 0.2859 | 0.5394 | 0.12756 | 0.0099294 | 0.0099294 | 0.0099294 | 0.014894 | 0.01539 | 0.014894 | 0.01539 | 0.014894 | 0.015279 | 0.014789 | 0.32759 | 0.091852 | 0.024821 | 0.024821 | 0.066689 | 0.024963 | 0.14961 | 0.02975 | 0.069578 | 0.013598 | 0.0054612 | 0.017375 | 0.20599 | 0.001539 | 0.00098973 | 0.00099294 | 0.101 | 0.00099294 | 0.000999 | 0.00051366 | 0.033549 | 0.03201 | 0.0069781 | 0.021021 | 0.0069781 | 0.0069781 | 0 | 0.027215 | 0.069941 | 0.069491 | 0.019514 | 0.0098657 | 0.020978 | 0.2313 | 0.2859 | 0.5394 | 0.12756 | 0.0099294 | 0.0099294 | 0.0099294 | 0.015651 | 0.019651 | 0.015651 | 0.016164 | 0.019137 | 0.015217 | 0.01473 | 0.32759 | 0.024185 | 0.024821 | 0.024821 | 0.024185 | 0.024963 | 0.10038 | 0.025187 | 0.010659 | 0.00050681 | 0.14466 | 0.50875 | 0.60375 | 0.00050688 | 0.0005005 | 0.02655 | 0.0075156 | 0.00054659 | 0.00099923 | 0.0070628 | 0.51698 | 0.021873 | 0.0069695 | 0.0069695 | 0.0069695 | 0.47045 | 0 | 0.020137 | 0.51025 | 0.51025 |  | 0.0099294 | 0.22307 | 0.24129 | 0.2968 | 0.55457 | 0.13581 | 0.505 | 0.505 | 0.010746 | 0.5075 | 0.50775 | 0.5075 | 0.50775 | 0.5075 | 0.0069816 | 0.0069781 | 0.62755 | 0.44068 | 0.44131 | 0.44131 | 0.36486 | 0.27401 | 0.44721 | 0.015048 | 0.13837 | 0.00050681 | 1 | 0.14267 | 0.60375 | 0.1411 | 0.19656 | 0.09951 | 0.54659 | 0.0005005 | 0.0005005 | 0.51366 | 0.51698 | 0.010598 | 0.50688 | 0.0069781 | 0.50687 | 0.50687 | 0 | 0.50687 | 0.51025 | 0.51025 | 0.01025 | 0.0099294 | 0.47823 | 0.0033907 | 0.003542 | 0.0042443 | 0.0031034 | 0.0027775 | 0.0027775 | 0.0027775 | 0.0027912 | 0.0027926 | 0.0027912 | 0.0027926 | 0.0027912 | 0.0069816 | 0.0069781 | 0.0036575 | 0.5125 | 0.0028187 | 0.0028187 | 0.010506 | 0.010506 | 0.011326 | 0.025187 | 0.010659 | 0.00050681 | 0.14466 | 0.50875 | 0.60375 | 0.00050688 | 0.0005005 | 0.02655 | 0.0075156 | 0.00054659 | 0.00099923 | 0.0070628 | 0.51698 | 0.021873 | 0.0069695 | 0.0069695 | 0.0069695 | 0.47045 | 0 | 0.020137 | 0.51025 | 0.51025 |  | 0.0099294 | 0.22307 | 0.24129 | 0.2968 | 0.55457 | 0.13581 | 0.505 | 0.505 | 0.010746 | 0.5075 | 0.50775 | 0.5075 | 0.50775 | 0.5075 | 0.0069816 | 0.0069781 | 0.62755 | 0.44068 | 0.44131 | 0.44131 | 0.36486 | 0.27401 | 0.44721 | 0.02975 | 0.069578 | 0.013598 | 0.0054612 | 0.017375 | 0.20599 | 0.001539 | 0.00098973 | 0.00099294 | 0.101 | 0.00099294 | 0.000999 | 0.00051366 | 0.033549 | 0.03201 | 0.0069781 | 0.021021 | 0.0069781 | 0.0069781 | 0 | 0.027215 | 0.069941 | 0.069491 | 0.019514 | 0.0098657 | 0.020978 | 0.2313 | 0.2859 | 0.5394 | 0.12756 | 0.0099294 | 0.0099294 | 0.0099294 | 0.015651 | 0.019651 | 0.015651 | 0.016164 | 0.019137 | 0.015217 | 0.01473 | 0.32759 | 0.024185 | 0.024821 | 0.024821 | 0.024185 | 0.024963 | 0.10038 | 0.10798 | 0.043109
7: Turbine parked | 0.029771 | 0.067841 | 0.013605 | 0.0054261 | 0.017239 | 0.20339 | 0.00098657 | 0.0034716 | 0.00098657 | 0.091392 | 0.00098657 | 0.00099901 | 0.027271 | 0.034946 | 0.032341 | 0.070417 | 0.035999 | 0.047258 | 0.047258 | 0 | 0.027107 | 0.055539 | 0.055079 | 0.019516 | 0.0098657 | 0.020879 | 0.22838 | 0.28227 | 0.53247 | 0.12599 | 0.0098657 | 0.0098657 | 0.0098657 | 0.014789 | 0.015279 | 0.014789 | 0.015279 | 0.014789 | 0.015091 | 0.014612 | 0.32342 | 0.089371 | 0.024587 | 0.024587 | 0.064239 | 0.024963 | 0.14662 | 0.039034 | 0.017866 | 0.013605 | 0.0054261 | 0.033257 | 0.25924 | 0.00098654 | 0.00099901 | 0.00098657 | 0.091392 | 0.0020439 | 0.00099848 | 0.027271 | 0.041232 | 0.032905 | 0.013565 | 0.013565 | 0.027221 | 0.013548 | 0 | 0.027268 | 0.031056 | 0.031056 | 0.019516 | 0.0098657 | 0.027584 | 0.22838 | 0.28227 | 0.53247 | 0.12599 | 0.025475 | 0.025475 | 0.0098657 | 0.035779 | 0.043019 | 0.035779 | 0.036522 | 0.035779 | 0.015279 | 0.014789 | 0.32342 | 0.069506 | 0.024587 | 0.024587 | 0.055028 | 0.041365 | 0.13901 | 0.029771 | 0.067841 | 0.013605 | 0.0054261 | 0.017239 | 0.20339 | 0.00098657 | 0.0039804 | 0.00098657 | 0.091392 | 0.00098657 | 0.00099901 | 0.048125 | 0.041698 | 0.032341 | 0.013548 | 0.048071 | 0.013548 | 0.013548 | 0 | 0.02702 | 0.055539 | 0.055079 | 0.019516 | 0.0098657 | 0.020879 | 0.22838 | 0.28227 | 0.53247 | 0.12599 | 0.0098657 | 0.0098657 | 0.0098657 | 0.014789 | 0.015279 | 0.014789 | 0.015279 | 0.014789 | 0.014989 | 0.014516 | 0.32342 | 0.091555 | 0.024587 | 0.024587 | 0.066527 | 0.024963 | 0.14946 | 0.029771 | 0.067841 | 0.013605 | 0.0054262 | 0.017239 | 0.2034 | 0.00098657 | 0.0039825 | 0.00098657 | 0.091393 | 0.00098657 | 0.00099901 | 0.027271 | 0.047526 | 0.032341 | 0.025636 | 0.013385 | 0.013574 | 0.013574 | 0 | 0.02727 | 0.055539 | 0.055079 | 0.019516 | 0.0098657 | 0.020879 | 0.22838 | 0.28227 | 0.53248 | 0.12599 | 0.0098657 | 0.0098657 | 0.0098657 | 0.029186 | 0.029932 | 0.029186 | 0.029932 | 0.029186 | 0.015281 | 0.014791 | 0.32342 | 0.093441 | 0.024587 | 0.024587 | 0.068503 | 0.024963 | 0.15191 | 0.028893 | 0.017862 | 0.013605 | 0.016621 | 0.026632 | 0.25402 | 0.00098973 | 0.00099901 | 0.0035244 | 0.091951 | 0.000916 | 0.00099904 | 0.026983 | 0.041255 | 0.032904 | 0.013609 | 0.013609 | 0.013564 | 0.085786 | 0 | 0.027268 | 0.031113 | 0.031113 | 0.10435 | 0.0098657 | 0.025167 | 0.25385 | 0.30843 | 0.56184 | 0.15016 | 0.020212 | 0.020212 | 0.02043 | 0.029116 | 0.036468 | 0.029116 | 0.02986 | 0.029116 | 0.015279 | 0.014789 | 0.38175 | 0.069565 | 0.082211 | 0.082211 | 0.055062 | 0.04086 | 0.13905 | 0.02975 | 0.069491 | 0.013598 | 0.0054612 | 0.017375 | 0.20599 | 0.0015143 | 0.00098973 | 0.00099294 | 0.10045 | 0.00099294 | 0.000999 | 0.51366 | 0.0071085 | 0.032235 | 0.0069781 | 0.50687 | 0.0069781 | 0.0069781 | 0 | 0.023708 | 0.060141 | 0.059681 | 0.019514 | 0.0098657 | 0.020978 | 0.2313 | 0.2859 | 0.5394 | 0.12756 | 0.0099294 | 0.0099294 | 0.0099294 | 0.014894 | 0.0069816 | 0.014894 | 0.01539 | 0.0069781 | 0.01113 | 0.010883 | 0.32759 | 0.024493 | 0.024821 | 0.024821 | 0.024493 | 0.024963 | 0.10262 | 0.02975 | 0.054819 | 0.013612 | 0.0054612 | 0.017375 | 0.20599 | 0.00050688 | 0.0032457 | 0.00099294 | 0.0075156 | 0.00099294 | 0.000999 | 0.00051366 | 0.27928 | 0.032573 | 0.50688 | 0.50688 | 0.27782 | 0.042213 | 0 | 0.023708 | 0.045464 | 0.044996 | 0.019514 | 0.0098657 | 0.020978 | 0.2313 | 0.2859 | 0.5394 | 0.12756 | 0.0099294 | 0.0099294 | 0.0099294 | 0.015651 | 0.016164 | 0.015651 | 0.016164 | 0.015651 | 0.01113 | 0.010883 | 0.32759 |  | 0.024821 | 0.024821 |  | 0.024963 |  | 0.50975 | 0.010659 | 0.00050681 | 0.0027775 | 1 | 0.010566 | 0.00051025 | 0.09951 | 0.000505 | 0.0095654 | 0.00054659 | 0.0005005 | 0.51366 | 0.51698 | 0.010598 | 0.0075156 | 0.0075156 | 0.0069695 | 0.50687 | 0 | 0.50687 | 0.011205 | 0.011205 | 0.51 | 0.0099294 | 0.0050875 | 0.6165 | 0.644 | 0.77169 | 0.56425 | 0.0054659 | 0.0054659 | 0.000505 | 0.5075 | 0.50775 | 0.5075 | 0.50775 | 0.5075 | 0.0069816 | 0.0069781 | 0.665 | 0.5125 | 0.5125 | 0.5125 | 0.010506 | 0.5125 | 0.011326 | 0.034606 | 0.14052 | 0.00050681 | 0.0057603 | 0.00050875 | 0.00060375 | 0.00051025 | 0.0005005 | 0.0012976 | 0.54659 | 0.0010473 | 0.00099898 | 0.51366 | 0.00051698 | 0.033608 | 0.00050688 | 0.00050688 | 0.013652 | 0.25784 | 0 | 0.027362 | 0.00051025 | 0.00051025 | 0.062625 | 0.0099294 | 0.011535 | 0.23581 | 0.29135 | 0.54924 | 0.13027 | 0.010695 | 0.010695 | 0.010473 | 0.15851 | 0.16502 | 0.15851 | 0.16377 | 0.15851 | 0.015389 | 0.014893 | 0.34198 | 0.026393 | 0.027023 | 0.027023 | 0.026007 | 0.024736 | 0.10787 | 0.02975 | 0.069491 | 0.013598 | 0.0054612 | 0.017375 | 0.20599 | 0.0015143 | 0.00098973 | 0.00099294 | 0.10045 | 0.00099294 | 0.000999 | 0.00051366 | 0.0071085 | 0.032235 | 0.0069781 | 0.50687 | 0.0069781 | 0.0069781 | 0 | 0.023708 | 0.060141 | 0.059681 | 0.019514 | 0.0098657 | 0.020978 | 0.2313 | 0.2859 | 0.5394 | 0.12756 | 0.0099294 | 0.0099294 | 0.0099294 | 0.015651 | 0.50775 | 0.015651 | 0.016164 | 0.5075 | 0.01113 | 0.010883 | 0.32759 | 0.024493 | 0.024821 | 0.024821 | 0.024493 | 0.024963 | 0.10262 | 0.091709 | 0.083796
7: Reduced power output | 0 | 0 | 0 | 0 | 0 | 0 | 0 | 0 | 0 | 0 | 0 | 0 | 0 | 0 | 0 | 0 | 0 | 0 | 0 | 0 | 0 | 0 | 0 | 0 | 0 | 0 | 0 | 0 | 0 | 0 | 0 | 0 | 0 | 0 | 0 | 0 | 0 | 0 | 0 | 0 | 0 | 0 | 0 | 0 | 0 | 0 | 0 | 0 | 0 | 0 | 0 | 0 | 0 | 0 | 0 | 0 | 0 | 0 | 0 | 0 | 0 | 0 | 0 | 0 | 0 | 0 | 0 | 0 | 0 | 0 | 0 | 0 | 0 | 0 | 0 | 0 | 0 | 0 | 0 | 0 | 0 | 0 | 0 | 0 | 0 | 0 | 0 | 0 | 0 | 0 | 0 | 0 | 0 | 0 | 0 | 0 | 0 | 0 | 0 | 0 | 0 | 0 | 0 | 0 | 0 | 0 | 0 | 0 | 0 | 0 | 0 | 0 | 0 | 0 | 0 | 0 | 0 | 0 | 0 | 0 | 0 | 0 | 0 | 0 | 0 | 0 | 0 | 0 | 0 | 0 | 0 | 0 | 0 | 0 | 0 | 0 | 0 | 0 | 0 | 0 | 0 | 0 | 0 | 0 | 0 | 0 | 0 | 0 | 0 | 0 | 0 | 0 | 0 | 0 | 0 | 0 | 0 | 0 | 0 | 0 | 0 | 0 | 0 | 0 | 0 | 0 | 0 | 0 | 0 | 0 | 0 | 0 | 0 | 0 | 0 | 0 | 0 | 0 | 0 | 0 | 0 | 0 | 0 | 0 | 0 | 0 | 0 | 0 | 0 | 0 | 0 | 0 | 0 | 0 | 0 | 0 | 0 | 0 | 0 | 0 | 0 | 0 | 0 | 0 | 0 | 0 | 0 | 0 | 0 | 0 | 0 | 0 | 0 | 0 | 0 | 0 | 0 | 0 | 0 | 0 | 0 | 0 | 0 | 0 | 0 | 0 | 0 | 0 | 0 | 0 | 0 | 0 | 0 | 0 | 0 | 0 | 0 | 0 | 0 | 0 | 0 | 0 | 0 | 0 | 0 | 0 | 0 | 0 | 0 | 0 | 0 | 0 | 0 | 0 | 0 | 0 | 0 | 0 | 0 | 0 | 0 | 0 | 0 | 0 | 0 | 0 | 0 | 0 | 0 | 0 | 0 | 0 | 0 | 0 | 0 | 0 | 0 | 0 | 0 | 0 | 0 | 0 | 0 | 0 | 0 | 0 | 0 | 0 | 0 | 0 | 0 | 0 | 0 | 0 | 0 | 0 | 0 | 0 | 0 | 0 | 0 | 0 | 0 | 0 | 0 | 0 | 0 | 0 | 0 | 0 | 0 | 0 | 0 | 0 | 0 | 0 | 0 | 0 | 0 | 0 | 0 | 0 | 0 | 0 | 0 | 0 | 0 | 0 | 0 | 0 | 0 | 0 | 0 | 0 | 1 | 0 | 0 | 0 | 0 | 0 | 0 | 0 | 0 | 0 | 0 | 0 | 0 | 0 | 0 | 0 | 0 | 0 | 0 | 0 | 0.0060375 | 0 | 0 | 0 | 0 | 0 | 0 | 0 | 0 | 0 | 0 | 0 | 0 | 0 | 0 | 0 | 0 | 0 | 0 | 0 | 0 | 0 | 0 | 0 | 0 | 0 | 0 | 0 | 0 | 0 | 0 | 0 | 0 | 0 | 0 | 0 | 0 | 0 | 0 | 0 | 0 | 0 | 0 | 0 | 0 | 0 | 0 | 0 | 0 | 0 | 0 | 0 | 0 | 0 | 0 | 0 | 0 | 0 | 0 | 0 | 0 | 0 | 0 | 0 | 0 | 0 | 0 | 0 | 0 | 0 | 0 | 0 | 0 | 0 | 0 | 0 | 0 | 0 | 0 | 0 | 0 | 0 | 0 | 0 | 0 | 0 | 0 | 0 | 0 | 0 | 0 | 0 | 0 | 0 | 0 | 0 | 0 | 0 | 0 | 0 | 0 | 0 | 0 | 0 | 0 | 0 | 0 | 0 | 0 | 0 | 0 | 0 | 0 | 0 | 0 | 0 | 0.0021405 | 0.21861
7: Drift off station | 0.029771 | 0.067841 | 0.013605 | 0.0054261 | 0.017239 | 0.20339 | 0.00098657 | 0.0039804 | 0.00098657 | 0.091392 | 0.00098657 | 0.00099901 | 0.027271 | 0.041619 | 0.032341 | 0.013385 | 0.013385 | 0.013548 | 0.013548 | 0 | 0.02727 | 0.055539 | 0.055079 | 0.019516 | 0.0098657 | 0.020879 | 0.22838 | 0.28227 | 0.53247 | 0.12599 | 0.0098657 | 0.0098657 | 0.0098657 | 0.029189 | 0.029936 | 0.029189 | 0.029936 | 0.029189 | 0.015281 | 0.014791 | 0.32342 | 0.09153 | 0.024587 | 0.024587 | 0.066501 | 0.024963 | 0.14943 | 0.029771 | 0.067841 | 0.013605 | 0.0054261 | 0.017239 | 0.20339 | 0.00098657 | 0.0034716 | 0.00098657 | 0.091392 | 0.00098657 | 0.00099901 | 0.028291 | 0.034946 | 0.032341 | 0.056333 | 0.028504 | 0.040697 | 0.040697 | 0 | 0.027161 | 0.055539 | 0.055079 | 0.019516 | 0.0098657 | 0.020879 | 0.22838 | 0.28227 | 0.53247 | 0.12599 | 0.0098657 | 0.0098657 | 0.0098657 | 0.014789 | 0.015279 | 0.014789 | 0.015279 | 0.014789 | 0.015154 | 0.014671 | 0.32342 | 0.089371 | 0.024587 | 0.024587 | 0.064239 | 0.024963 | 0.14662 | 0.029771 | 0.067841 | 0.013605 | 0.0054261 | 0.017239 | 0.20339 | 0.00098657 | 0.0039804 | 0.00098657 | 0.091392 | 0.00098657 | 0.00099901 | 0.027271 | 0.041619 | 0.032341 | 0.013385 | 0.013385 | 0.013548 | 0.013548 | 0 | 0.02727 | 0.055539 | 0.055079 | 0.019516 | 0.0098657 | 0.020879 | 0.22838 | 0.28227 | 0.53247 | 0.12599 | 0.0098657 | 0.0098657 | 0.0098657 | 0.029189 | 0.029936 | 0.029189 | 0.029936 | 0.029189 | 0.015281 | 0.014791 | 0.32342 | 0.09153 | 0.024587 | 0.024587 | 0.066501 | 0.024963 | 0.14943 | 0.02975 | 0.068236 | 0.013605 | 0.0054612 | 0.017375 | 0.20599 | 0.00099294 | 0.0034875 | 0.00099294 | 0.092507 | 0.00099294 | 0.000999 | 0.028297 | 0.034952 | 0.032334 | 0.056649 | 0.028632 | 0.040884 | 0.040884 | 0 | 0.02716 | 0.055862 | 0.055399 | 0.019514 | 0.0098657 | 0.020978 | 0.2313 | 0.2859 | 0.5394 | 0.12756 | 0.0099294 | 0.0099294 | 0.0099294 | 0.014894 | 0.01539 | 0.014894 | 0.01539 | 0.014894 | 0.015153 | 0.01467 | 0.32759 | 0.089661 | 0.024821 | 0.024821 | 0.064393 | 0.024963 | 0.14676 | 0.02975 | 0.068236 | 0.013605 | 0.0054612 | 0.017375 | 0.20599 | 0.00099294 | 0.0039963 | 0.00099294 | 0.092507 | 0.00099294 | 0.000999 | 0.00051366 | 0.041709 | 0.032334 | 0.013559 | 0.013559 | 0.013548 | 0.013548 | 0 | 0.027268 | 0.055862 | 0.055399 | 0.019514 | 0.0098657 | 0.020978 | 0.2313 | 0.2859 | 0.5394 | 0.12756 | 0.0099294 | 0.0099294 | 0.0099294 | 0.015651 | 0.016164 | 0.015651 | 0.016164 | 0.015651 | 0.015279 | 0.01479 | 0.32759 | 0.091845 | 0.024821 | 0.024821 | 0.066682 | 0.024963 | 0.1496 | 0.50975 | 0.50975 | 0.00050681 | 0.0027875 | 0.0069317 | 0.0082261 | 0.00050681 | 0.5005 | 0.00050681 | 0.0074473 | 0.00050681 | 0.0005005 | 0.51366 | 0.51698 | 0.021873 | 0.50687 | 0.50688 | 0.026433 | 0.026433 | 0 | 0.023708 | 0.51025 | 0.51025 | 0.019684 | 0.0099294 | 0.47823 | 0.0083998 | 0.0087745 | 0.010514 | 0.0076879 | 0.0050681 | 0.0050681 | 0.0050681 | 0.0069147 | 0.0069181 | 0.0069147 | 0.0069181 | 0.0069147 | 0.01113 | 0.010883 | 0.0090606 | 0.44068 | 0.0069828 | 0.0069828 | 0.36486 | 0.0005125 | 0.44721 | 0.50975 | 0.50975 | 0.00050681 | 0.0027875 | 0.0069317 | 0.0082261 | 0.00050681 | 0.5005 | 0.00050681 | 0.0074473 | 0.00050681 | 0.0005005 | 0.00051366 | 0.51698 | 0.021873 | 0.0070628 | 0.0070628 | 0.46928 | 0.46824 | 0 | 0.027315 | 0.51025 | 0.51025 | 0.019684 | 0.0099294 | 0.47823 | 0.0083998 | 0.0087745 | 0.010514 | 0.0076879 | 0.0050681 | 0.0050681 | 0.0050681 | 0.5075 | 0.50775 | 0.5075 | 0.50775 | 0.5075 | 0.015334 | 0.014841 | 0.0090606 | 0.44068 | 0.0069828 | 0.0069828 | 0.36486 | 0.0005125 | 0.44721 | 0.50975 | 0.50975 | 0.00050681 | 0.0027875 | 0.00050875 | 0.00060375 | 1 | 0.0005005 | 0.5005 | 0.54659 | 0.00050681 | 0.0005005 | 0.00051366 | 0.00051698 | 0.010598 | 0.00050688 | 0.00050688 | 0.0069695 | 0.47045 | 0 | 0.020137 | 0.00051025 | 0.00051025 | 0.39148 | 0.0050681 | 0.47823 | 0.0083998 | 0.0087745 | 0.010514 | 0.0076879 | 0.505 | 0.505 | 0.0050681 | 0.5075 | 0.50775 | 0.5075 | 0.50775 | 0.5075 | 0.0069816 | 0.0069781 | 0.665 | 0.5125 | 0.5125 | 0.5125 | 0.5125 | 0.010506 | 0.5525 | 0.50975 | 0.50975 | 0.00050681 | 0.0027875 | 0.0069317 | 0.0082261 | 0.00050681 | 0.5005 | 0.00050681 | 0.0074473 | 0.00050681 | 0.0005005 | 0.00051366 | 0.51698 | 0.021873 | 0.0070628 | 0.0070628 | 0.46928 | 0.46824 | 0 | 0.027315 | 0.51025 | 0.51025 | 0.019684 | 0.0099294 | 0.47823 | 0.0083998 | 0.0087745 | 0.010514 | 0.0076879 | 0.0050681 | 0.0050681 | 0.0050681 | 0.5075 | 0.50775 | 0.5075 | 0.50775 | 0.5075 | 0.015334 | 0.014841 | 0.0090606 | 0.44068 | 0.0069828 | 0.0069828 | 0.36486 | 0.0005125 | 0.44721 | 0.50975 | 0.50975 | 0.00050681 | 0.0027875 | 0.0069317 | 0.0082261 | 0.00050681 | 0.5005 | 0.00050681 | 0.0074473 | 0.00050681 | 0.0005005 | 0.51366 | 0.51698 | 0.021873 | 0.50687 | 0.50688 | 0.026433 | 0.026433 | 0 | 0.023708 | 0.51025 | 0.51025 | 0.019684 | 0.0099294 | 0.47823 | 0.0083998 | 0.0087745 | 0.010514 | 0.0076879 | 0.0050681 | 0.0050681 | 0.0050681 | 0.0069147 | 0.0069181 | 0.0069147 | 0.0069181 | 0.0069147 | 0.01113 | 0.010883 | 0.0090606 | 0.44068 | 0.0069828 | 0.0069828 | 0.36486 | 0.0005125 | 0.44721 | 0.11881 | 0.0091956
7: Compromised buoyancy/stability | 0.029771 | 0.067841 | 0.013605 | 0.0054261 | 0.017239 | 0.20339 | 0.00098657 | 0.0034716 | 0.00098657 | 0.091392 | 0.00098657 | 0.00099901 | 0.027271 | 0.034946 | 0.032341 | 0.070417 | 0.035999 | 0.047258 | 0.047258 | 0 | 0.027107 | 0.055539 | 0.055079 | 0.019516 | 0.0098657 | 0.020879 | 0.22838 | 0.28227 | 0.53247 | 0.12599 | 0.0098657 | 0.0098657 | 0.0098657 | 0.014789 | 0.015279 | 0.014789 | 0.015279 | 0.014789 | 0.015091 | 0.014612 | 0.32342 | 0.089371 | 0.024587 | 0.024587 | 0.064239 | 0.024963 | 0.14662 | 0.039034 | 0.017866 | 0.013605 | 0.0054261 | 0.033257 | 0.25924 | 0.00098654 | 0.00099901 | 0.00098657 | 0.091392 | 0.0020439 | 0.00099848 | 0.027271 | 0.041232 | 0.032905 | 0.013565 | 0.013565 | 0.027221 | 0.013548 | 0 | 0.027268 | 0.031056 | 0.031056 | 0.019516 | 0.0098657 | 0.027584 | 0.22838 | 0.28227 | 0.53247 | 0.12599 | 0.025475 | 0.025475 | 0.0098657 | 0.035779 | 0.043019 | 0.035779 | 0.036522 | 0.035779 | 0.015279 | 0.014789 | 0.32342 | 0.069506 | 0.024587 | 0.024587 | 0.055028 | 0.041365 | 0.13901 | 0.029771 | 0.067841 | 0.013605 | 0.0054261 | 0.017239 | 0.20339 | 0.00098657 | 0.0039804 | 0.00098657 | 0.091392 | 0.00098657 | 0.00099901 | 0.048125 | 0.041698 | 0.032341 | 0.013548 | 0.048071 | 0.013548 | 0.013548 | 0 | 0.02702 | 0.055539 | 0.055079 | 0.019516 | 0.0098657 | 0.020879 | 0.22838 | 0.28227 | 0.53247 | 0.12599 | 0.0098657 | 0.0098657 | 0.0098657 | 0.014789 | 0.015279 | 0.014789 | 0.015279 | 0.014789 | 0.014989 | 0.014516 | 0.32342 | 0.091555 | 0.024587 | 0.024587 | 0.066527 | 0.024963 | 0.14946 | 0.029771 | 0.067841 | 0.013605 | 0.0054262 | 0.017239 | 0.2034 | 0.00098657 | 0.0039825 | 0.00098657 | 0.091393 | 0.00098657 | 0.00099901 | 0.027271 | 0.047526 | 0.032341 | 0.025636 | 0.013385 | 0.013574 | 0.013574 | 0 | 0.02727 | 0.055539 | 0.055079 | 0.019516 | 0.0098657 | 0.020879 | 0.22838 | 0.28227 | 0.53248 | 0.12599 | 0.0098657 | 0.0098657 | 0.0098657 | 0.029186 | 0.029932 | 0.029186 | 0.029932 | 0.029186 | 0.015281 | 0.014791 | 0.32342 | 0.093441 | 0.024587 | 0.024587 | 0.068503 | 0.024963 | 0.15191 | 0.028893 | 0.017862 | 0.013605 | 0.016621 | 0.026632 | 0.25402 | 0.00098973 | 0.00099901 | 0.0035244 | 0.091951 | 0.000916 | 0.00099904 | 0.026983 | 0.041255 | 0.032904 | 0.013609 | 0.013609 | 0.013564 | 0.085786 | 0 | 0.027268 | 0.031113 | 0.031113 | 0.10435 | 0.0098657 | 0.025167 | 0.25385 | 0.30843 | 0.56184 | 0.15016 | 0.020212 | 0.020212 | 0.02043 | 0.029116 | 0.036468 | 0.029116 | 0.02986 | 0.029116 | 0.015279 | 0.014789 | 0.38175 | 0.069565 | 0.082211 | 0.082211 | 0.055062 | 0.04086 | 0.13905 | 0.02975 | 0.069491 | 0.013598 | 0.0054612 | 0.017375 | 0.20599 | 0.0015143 | 0.00098973 | 0.00099294 | 0.10045 | 0.00099294 | 0.000999 | 0.51366 | 0.0071085 | 0.032235 | 0.0069781 | 0.50687 | 0.0069781 | 0.0069781 | 0 | 0.023708 | 0.060141 | 0.059681 | 0.019514 | 0.0098657 | 0.020978 | 0.2313 | 0.2859 | 0.5394 | 0.12756 | 0.0099294 | 0.0099294 | 0.0099294 | 0.014894 | 0.0069816 | 0.014894 | 0.01539 | 0.0069781 | 0.01113 | 0.010883 | 0.32759 | 0.024493 | 0.024821 | 0.024821 | 0.024493 | 0.024963 | 0.10262 | 0.02975 | 0.054819 | 0.013612 | 0.0054612 | 0.017375 | 0.20599 | 0.00050688 | 0.0032457 | 0.00099294 | 0.0075156 | 0.00099294 | 0.000999 | 0.00051366 | 0.27928 | 0.032573 | 0.50687 | 0.50687 | 0.27782 | 0.042213 | 0 | 0.023708 | 0.045464 | 0.044996 | 0.019514 | 0.0098657 | 0.020978 | 0.2313 | 0.2859 | 0.5394 | 0.12756 | 0.0099294 | 0.0099294 | 0.0099294 | 0.015651 | 0.016164 | 0.015651 | 0.016164 | 0.015651 | 0.01113 | 0.010883 | 0.32759 |  | 0.024821 | 0.024821 |  | 0.024963 |  | 0.50975 | 0.50975 | 0.00050681 | 0.0027775 | 0.50875 | 0.60375 | 0.00051025 | 1 | 0.0005005 | 0.00054659 | 0.5005 | 0.0005005 | 0.51366 | 0.51698 | 0.010598 | 0.0075156 | 0.0075156 | 0.0069695 | 0.50687 | 0 | 0.50687 | 0.011205 | 0.011205 | 0.51 | 0.0099294 | 0.47823 | 0.6165 | 0.644 | 0.77169 | 0.56425 | 0.505 | 0.505 | 0.000505 | 0.5075 | 0.50775 | 0.5075 | 0.50775 | 0.5075 | 0.0069816 | 0.0069781 | 0.665 | 0.5125 | 0.5125 | 0.5125 | 0.010506 | 0.5125 | 0.011326 | 0.034606 | 0.14052 | 0.00050681 | 0.0057603 | 0.00050875 | 0.00060375 | 0.00051025 | 0.0005005 | 0.0012976 | 0.54659 | 0.0010473 | 0.00099898 | 0.51366 | 0.00051698 | 0.033608 | 0.00050688 | 0.00050688 | 0.013652 | 0.25784 | 0 | 0.027362 | 0.00051025 | 0.00051025 | 0.062625 | 0.0099294 | 0.011535 | 0.23581 | 0.29135 | 0.54924 | 0.13027 | 0.010695 | 0.010695 | 0.010473 | 0.15851 | 0.16502 | 0.15851 | 0.16377 | 0.15851 | 0.015389 | 0.014893 | 0.34198 | 0.026393 | 0.027023 | 0.027023 | 0.026007 | 0.024736 | 0.10787 | 0.02975 | 0.069491 | 0.013598 | 0.0054612 | 0.017375 | 0.20599 | 0.0015143 | 0.00098973 | 0.00099294 | 0.10045 | 0.00099294 | 0.000999 | 0.00051366 | 0.0071085 | 0.032235 | 0.0069781 | 0.50687 | 0.0069781 | 0.0069781 | 0 | 0.023708 | 0.060141 | 0.059681 | 0.019514 | 0.0098657 | 0.020978 | 0.2313 | 0.2859 | 0.5394 | 0.12756 | 0.0099294 | 0.0099294 | 0.0099294 | 0.015651 | 0.50775 | 0.015651 | 0.016164 | 0.5075 | 0.01113 | 0.010883 | 0.32759 | 0.024493 | 0.024821 | 0.024821 | 0.024493 | 0.024963 | 0.10262 | 0.099128 | 0.034313
7: Large hydrostatic offset (angle of list/loll or draft change) | 0.029771 | 0.067841 | 0.013605 | 0.0054261 | 0.017239 | 0.20339 | 0.00098657 | 0.0034716 | 0.00098657 | 0.091392 | 0.00098657 | 0.00099901 | 0.027271 | 0.034946 | 0.032341 | 0.070417 | 0.035999 | 0.047258 | 0.047258 | 0 | 0.027107 | 0.055539 | 0.055079 | 0.019516 | 0.0098657 | 0.020879 | 0.22838 | 0.28227 | 0.53247 | 0.12599 | 0.0098657 | 0.0098657 | 0.0098657 | 0.014789 | 0.015279 | 0.014789 | 0.015279 | 0.014789 | 0.015091 | 0.014612 | 0.32342 | 0.089371 | 0.024587 | 0.024587 | 0.064239 | 0.024963 | 0.14662 | 0.039034 | 0.017866 | 0.013605 | 0.0054261 | 0.033257 | 0.25924 | 0.00098654 | 0.00099901 | 0.00098657 | 0.091392 | 0.0020439 | 0.00099848 | 0.027271 | 0.041232 | 0.032905 | 0.013565 | 0.013565 | 0.027221 | 0.013548 | 0 | 0.027268 | 0.031056 | 0.031056 | 0.019516 | 0.0098657 | 0.027584 | 0.22838 | 0.28227 | 0.53247 | 0.12599 | 0.025475 | 0.025475 | 0.0098657 | 0.035779 | 0.043019 | 0.035779 | 0.036522 | 0.035779 | 0.015279 | 0.014789 | 0.32342 | 0.069506 | 0.024587 | 0.024587 | 0.055028 | 0.041365 | 0.13901 | 0.029771 | 0.067841 | 0.013605 | 0.0054261 | 0.017239 | 0.20339 | 0.00098657 | 0.0039804 | 0.00098657 | 0.091392 | 0.00098657 | 0.00099901 | 0.048125 | 0.041698 | 0.032341 | 0.013548 | 0.048071 | 0.013548 | 0.013548 | 0 | 0.02702 | 0.055539 | 0.055079 | 0.019516 | 0.0098657 | 0.020879 | 0.22838 | 0.28227 | 0.53247 | 0.12599 | 0.0098657 | 0.0098657 | 0.0098657 | 0.014789 | 0.015279 | 0.014789 | 0.015279 | 0.014789 | 0.014989 | 0.014516 | 0.32342 | 0.091555 | 0.024587 | 0.024587 | 0.066527 | 0.024963 | 0.14946 | 0.029771 | 0.067841 | 0.013605 | 0.0054262 | 0.017239 | 0.2034 | 0.00098657 | 0.0039825 | 0.00098657 | 0.091393 | 0.00098657 | 0.00099901 | 0.027271 | 0.047526 | 0.032341 | 0.025636 | 0.013385 | 0.013574 | 0.013574 | 0 | 0.02727 | 0.055539 | 0.055079 | 0.019516 | 0.0098657 | 0.020879 | 0.22838 | 0.28227 | 0.53248 | 0.12599 | 0.0098657 | 0.0098657 | 0.0098657 | 0.029186 | 0.029932 | 0.029186 | 0.029932 | 0.029186 | 0.015281 | 0.014791 | 0.32342 | 0.093441 | 0.024587 | 0.024587 | 0.068503 | 0.024963 | 0.15191 | 0.038495 | 0.017862 | 0.013605 | 0.0054261 | 0.026632 | 0.25402 | 0.00098973 | 0.00099901 | 0.00098657 | 0.091951 | 0.000916 | 0.00099904 | 0.026983 | 0.041255 | 0.032904 | 0.013609 | 0.013609 | 0.013564 | 0.013548 | 0 | 0.027268 | 0.031113 | 0.031113 | 0.019516 | 0.0098657 | 0.025167 | 0.22838 | 0.28226 | 0.53247 | 0.12599 | 0.020212 | 0.020212 | 0.0098657 | 0.029116 | 0.036468 | 0.029116 | 0.02986 | 0.029116 | 0.015279 | 0.014789 | 0.32341 | 0.069565 | 0.024587 | 0.024587 | 0.055062 | 0.04086 | 0.13905 |  | 0.017795 | 0.013598 | 0.0054612 | 0.027964 | 0.25833 | 0.0015143 | 0.00098973 | 0.0015199 | 0.10045 | 0.0015625 | 0.00099872 | 0.51366 | 0.0071085 | 0.032819 | 0.0069781 | 0.50687 | 0.0069781 | 0.0069781 | 0 | 0.023708 | 0.034789 | 0.034789 | 0.051835 | 0.0098657 |  | 0.2313 | 0.2859 | 0.5394 | 0.12756 | 0.21084 | 0.21084 | 0.0099294 | 0.33543 | 0.0069816 | 0.33543 | 0.33813 | 0.0069781 | 0.01113 | 0.010883 | 0.33947 | 0.024493 | 0.028315 | 0.028315 | 0.024493 | 0.042953 | 0.10262 | 0.029238 | 0.018532 | 0.013612 | 0.012142 | 0.019286 | 0.22131 | 0.00050688 | 0.00099925 | 0.0027078 | 0.0075156 | 0.00095035 | 0.00099903 | 0.0070628 | 0.037821 | 0.033101 | 0.0069695 | 0.0069695 | 0.013609 |  | 0 | 0.027316 | 0.022548 | 0.022548 | 0.50161 | 0.0098657 | 0.021944 | 0.2493 | 0.30422 | 0.55921 | 0.14496 | 0.01354 | 0.01354 | 0.015717 | 0.02058 | 0.024609 | 0.02058 | 0.021149 | 0.02058 | 0.015335 | 0.014842 |  | 0.060511 |  |  | 0.049815 | 0.036707 | 0.1339 | 0.50975 | 0.00050975 | 0.00050681 | 0.0027775 | 0.00050875 | 0.00060375 | 0.1411 | 0.0005005 | 1 | 0.54659 | 0.0005005 | 0.0005005 | 0.00051366 | 0.00051698 | 0.010598 | 0.00050688 | 0.00050688 | 0.50688 | 0.50687 | 0 | 0.50687 | 0.00051025 | 0.51025 | 0.51 | 0.0099294 | 0.47823 | 0.6165 | 0.644 | 0.77169 | 0.56425 | 0.000505 | 0.000505 | 0.000505 | 0.0005075 | 0.00050775 | 0.0005075 | 0.00050775 | 0.0005075 | 0.0069816 | 0.0069781 | 0.000665 | 0.5125 | 0.0005125 | 0.0005125 | 0.012925 | 0.0005125 | 0.018767 | 0.029238 | 0.018532 | 0.00050681 | 0.0094991 | 0.50875 | 0.60375 | 0.00051025 | 0.0005005 |  | 0.0075156 | 0.00095035 | 0.00099903 | 0.0070628 | 0.51698 | 0.021873 | 0.0069695 | 0.0069695 | 0.013609 |  | 0 | 0.027316 | 0.51025 | 0.51025 | 0.50161 | 0.0099294 | 0.22307 | 0.24442 | 0.2997 | 0.55638 | 0.13939 | 0.01354 | 0.01354 | 0.010946 | 0.02058 | 0.024609 | 0.02058 | 0.021149 | 0.02058 | 0.015335 | 0.014842 |  | 0.44068 |  |  | 0.36486 | 0.2741 | 0.44721 |  | 0.017795 | 0.013598 | 0.0054612 | 0.027964 | 0.25833 | 0.0015143 | 0.00098973 | 0.0015199 | 0.10045 | 0.0015625 | 0.00099872 | 0.51366 | 0.0071085 | 0.032819 | 0.0069781 | 0.50687 | 0.0069781 | 0.0069781 | 0 | 0.023708 | 0.034789 | 0.034789 | 0.051835 | 0.0098657 |  | 0.2313 | 0.2859 | 0.5394 | 0.12756 | 0.21084 | 0.21084 | 0.0099294 | 0.33543 | 0.0069816 | 0.33543 | 0.33813 | 0.0069781 | 0.01113 | 0.010883 | 0.33947 | 0.024493 | 0.028315 | 0.028315 | 0.024493 | 0.042953 | 0.10262 | 0.091616 | 0.030988
7: Excess dynamics | 0.029771 | 0.067841 | 0.013605 | 0.0054261 | 0.017239 | 0.20339 | 0.00098657 | 0.0034716 | 0.00098657 | 0.091392 | 0.00098657 | 0.00099901 | 0.027271 | 0.034946 | 0.032341 | 0.070417 | 0.035999 | 0.047258 | 0.047258 | 0 | 0.027107 | 0.055539 | 0.055079 | 0.019516 | 0.0098657 | 0.020879 | 0.22838 | 0.28227 | 0.53247 | 0.12599 | 0.0098657 | 0.0098657 | 0.0098657 | 0.014789 | 0.015279 | 0.014789 | 0.015279 | 0.014789 | 0.015091 | 0.014612 | 0.32342 | 0.089371 | 0.024587 | 0.024587 | 0.064239 | 0.024963 | 0.14662 | 0.039034 | 0.017866 | 0.013605 | 0.0054261 | 0.033257 | 0.25924 | 0.00098654 | 0.00099901 | 0.00098657 | 0.091392 | 0.0020439 | 0.00099848 | 0.027271 | 0.041232 | 0.032905 | 0.013565 | 0.013565 | 0.027221 | 0.013548 | 0 | 0.027268 | 0.031056 | 0.031056 | 0.019516 | 0.0098657 | 0.027584 | 0.22838 | 0.28227 | 0.53247 | 0.12599 | 0.025475 | 0.025475 | 0.0098657 | 0.035779 | 0.043019 | 0.035779 | 0.036522 | 0.035779 | 0.015279 | 0.014789 | 0.32342 | 0.069506 | 0.024587 | 0.024587 | 0.055028 | 0.041365 | 0.13901 | 0.029771 | 0.067841 | 0.013605 | 0.0054261 | 0.017239 | 0.20339 | 0.00098657 | 0.0039804 | 0.00098657 | 0.091392 | 0.00098657 | 0.00099901 | 0.048125 | 0.041698 | 0.032341 | 0.013548 | 0.048071 | 0.013548 | 0.013548 | 0 | 0.02702 | 0.055539 | 0.055079 | 0.019516 | 0.0098657 | 0.020879 | 0.22838 | 0.28227 | 0.53247 | 0.12599 | 0.0098657 | 0.0098657 | 0.0098657 | 0.014789 | 0.015279 | 0.014789 | 0.015279 | 0.014789 | 0.014989 | 0.014516 | 0.32342 | 0.091555 | 0.024587 | 0.024587 | 0.066527 | 0.024963 | 0.14946 | 0.029771 | 0.067841 | 0.013605 | 0.0054262 | 0.017239 | 0.2034 | 0.00098657 | 0.0039825 | 0.00098657 | 0.091393 | 0.00098657 | 0.00099901 | 0.027271 | 0.047526 | 0.032341 | 0.025636 | 0.013385 | 0.013574 | 0.013574 | 0 | 0.02727 | 0.055539 | 0.055079 | 0.019516 | 0.0098657 | 0.020879 | 0.22838 | 0.28227 | 0.53248 | 0.12599 | 0.0098657 | 0.0098657 | 0.0098657 | 0.029186 | 0.029932 | 0.029186 | 0.029932 | 0.029186 | 0.015281 | 0.014791 | 0.32342 | 0.093441 | 0.024587 | 0.024587 | 0.068503 | 0.024963 | 0.15191 | 0.028893 | 0.017862 | 0.013605 | 0.016621 | 0.026632 | 0.25402 | 0.00098973 | 0.00099901 | 0.0035244 | 0.091951 | 0.000916 | 0.00099904 | 0.026983 | 0.041255 | 0.032904 | 0.013609 | 0.013609 | 0.013564 | 0.085786 | 0 | 0.027268 | 0.031113 | 0.031113 | 0.10435 | 0.0098657 | 0.025167 | 0.25385 | 0.30843 | 0.56184 | 0.15016 | 0.020212 | 0.020212 | 0.02043 | 0.029116 | 0.036468 | 0.029116 | 0.02986 | 0.029116 | 0.015279 | 0.014789 | 0.38175 | 0.069565 | 0.082211 | 0.082211 | 0.055062 | 0.04086 | 0.13905 | 0.02975 | 0.069491 | 0.013598 | 0.0054612 | 0.017375 | 0.20599 | 0.0015143 | 0.00098973 | 0.00099294 | 0.10045 | 0.00099294 | 0.000999 | 0.51366 | 0.0071085 | 0.032235 | 0.0069781 | 0.50688 | 0.0069781 | 0.0069781 | 0 | 0.023708 | 0.060141 | 0.059681 | 0.019514 | 0.0098657 | 0.020978 | 0.2313 | 0.2859 | 0.5394 | 0.12756 | 0.0099294 | 0.0099294 | 0.0099294 | 0.014894 | 0.0069816 | 0.014894 | 0.01539 | 0.0069781 | 0.01113 | 0.010883 | 0.32759 | 0.024493 | 0.024821 | 0.024821 | 0.024493 | 0.024963 | 0.10262 | 0.02975 | 0.054819 | 0.013612 | 0.0054612 | 0.017375 | 0.20599 | 0.00050688 | 0.0032457 | 0.00099294 | 0.0075156 | 0.00099294 | 0.000999 | 0.00051366 | 0.27928 | 0.032573 | 0.50687 | 0.50687 | 0.27782 | 0.042213 | 0 | 0.023708 | 0.045464 | 0.044996 | 0.019514 | 0.0098657 | 0.020978 | 0.2313 | 0.2859 | 0.5394 | 0.12756 | 0.0099294 | 0.0099294 | 0.0099294 | 0.015651 | 0.016164 | 0.015651 | 0.016164 | 0.015651 | 0.01113 | 0.010883 | 0.32759 | 0.16102 | 0.024821 | 0.024821 | 0.14316 | 0.024963 | 0.24615 | 0.50975 | 0.010659 | 0.00050681 | 0.0027775 | 0.0095654 | 0.05626 | 0.00051025 | 0.09951 | 0.000505 | 1 | 0.00054659 | 0.0005005 | 0.51366 | 0.51698 | 0.010598 | 0.0075156 | 0.0075156 | 0.0069695 | 0.50687 | 0 | 0.50687 | 0.011205 | 0.011205 | 0.51 | 0.0099294 | 0.47823 | 0.6165 | 0.644 | 0.77169 | 0.56425 | 0.0054659 | 0.0054659 | 0.000505 | 0.5075 | 0.50775 | 0.5075 | 0.50775 | 0.5075 | 0.0069816 | 0.0069781 | 0.665 | 0.5125 | 0.5125 | 0.5125 | 0.010506 | 0.5125 | 0.011326 | 0.034606 | 0.14052 | 0.00050681 | 0.0057603 | 0.00050875 | 0.00060375 | 0.00051025 | 0.0005005 | 0.0012976 | 0.54659 | 0.0010473 | 0.00099898 | 0.51366 | 0.00051698 | 0.033608 | 0.00050688 | 0.00050688 | 0.013652 | 0.25784 | 0 | 0.027362 | 0.00051025 | 0.00051025 | 0.062625 | 0.0099294 | 0.011535 | 0.23581 | 0.29135 | 0.54924 | 0.13027 | 0.010695 | 0.010695 | 0.010473 | 0.15851 | 0.16502 | 0.15851 | 0.16377 | 0.15851 | 0.015389 | 0.014893 | 0.34198 | 0.026393 | 0.027023 | 0.027023 | 0.026007 | 0.024736 | 0.10787 | 0.02975 | 0.069491 | 0.013598 | 0.0054612 | 0.017375 | 0.20599 | 0.0015143 | 0.00098973 | 0.00099294 | 0.10045 | 0.00099294 | 0.000999 | 0.00051366 | 0.0071085 | 0.032235 | 0.0069781 | 0.50687 | 0.0069781 | 0.0069781 | 0 | 0.023708 | 0.060141 | 0.059681 | 0.019514 | 0.0098657 | 0.020978 | 0.2313 | 0.2859 | 0.5394 | 0.12756 | 0.0099294 | 0.0099294 | 0.0099294 | 0.015651 | 0.50775 | 0.015651 | 0.016164 | 0.5075 | 0.01113 | 0.010883 | 0.32759 | 0.024493 | 0.024821 | 0.024821 | 0.024493 | 0.024963 | 0.10262 | 0.093398 | 0.12587
7: Capsize | 0.029771 | 0.067841 | 0.013605 | 0.0054261 | 0.017239 | 0.20339 | 0.00098657 | 0.0034716 | 0.00098657 | 0.091392 | 0.00098657 | 0.00099901 | 0.027271 | 0.034946 | 0.032341 | 0.070417 | 0.035999 | 0.047258 | 0.047258 | 0 | 0.027107 | 0.055539 | 0.055079 | 0.019516 | 0.0098657 | 0.020879 | 0.22838 | 0.28227 | 0.53247 | 0.12599 | 0.0098657 | 0.0098657 | 0.0098657 | 0.014789 | 0.015279 | 0.014789 | 0.015279 | 0.014789 | 0.015091 | 0.014612 | 0.32342 | 0.089371 | 0.024587 | 0.024587 | 0.064239 | 0.024963 | 0.14662 | 0.039034 | 0.017866 | 0.013605 | 0.0054261 | 0.033257 | 0.25924 | 0.00098654 | 0.00099901 | 0.00098657 | 0.091392 | 0.0020439 | 0.00099848 | 0.027271 | 0.041232 | 0.032905 | 0.013565 | 0.013565 | 0.027221 | 0.013548 | 0 | 0.027268 | 0.031056 | 0.031056 | 0.019516 | 0.0098657 | 0.027584 | 0.22838 | 0.28227 | 0.53247 | 0.12599 | 0.025475 | 0.025475 | 0.0098657 | 0.035779 | 0.043019 | 0.035779 | 0.036522 | 0.035779 | 0.015279 | 0.014789 | 0.32342 | 0.069506 | 0.024587 | 0.024587 | 0.055028 | 0.041365 | 0.13901 | 0.029771 | 0.067841 | 0.013605 | 0.0054261 | 0.017239 | 0.20339 | 0.00098657 | 0.0039804 | 0.00098657 | 0.091392 | 0.00098657 | 0.00099901 | 0.048125 | 0.041698 | 0.032341 | 0.013548 | 0.048071 | 0.013548 | 0.013548 | 0 | 0.02702 | 0.055539 | 0.055079 | 0.019516 | 0.0098657 | 0.020879 | 0.22838 | 0.28227 | 0.53247 | 0.12599 | 0.0098657 | 0.0098657 | 0.0098657 | 0.014789 | 0.015279 | 0.014789 | 0.015279 | 0.014789 | 0.014989 | 0.014516 | 0.32342 | 0.091555 | 0.024587 | 0.024587 | 0.066527 | 0.024963 | 0.14946 | 0.029771 | 0.067841 | 0.013605 | 0.0054262 | 0.017239 | 0.2034 | 0.00098657 | 0.0039825 | 0.00098657 | 0.091393 | 0.00098657 | 0.00099901 | 0.027271 | 0.047526 | 0.032341 | 0.025636 | 0.013385 | 0.013574 | 0.013574 | 0 | 0.02727 | 0.055539 | 0.055079 | 0.019516 | 0.0098657 | 0.020879 | 0.22838 | 0.28227 | 0.53248 | 0.12599 | 0.0098657 | 0.0098657 | 0.0098657 | 0.029186 | 0.029932 | 0.029186 | 0.029932 | 0.029186 | 0.015281 | 0.014791 | 0.32342 | 0.093441 | 0.024587 | 0.024587 | 0.068503 | 0.024963 | 0.15191 | 0.038495 | 0.017862 | 0.013605 | 0.0054261 | 0.026632 | 0.25402 | 0.00098973 | 0.00099901 | 0.00098657 | 0.091951 | 0.000916 | 0.00099904 | 0.026983 | 0.041255 | 0.032904 | 0.013609 | 0.013609 | 0.013564 | 0.013548 | 0 | 0.027268 | 0.031113 | 0.031113 | 0.019516 | 0.0098657 | 0.025167 | 0.22838 | 0.28226 | 0.53247 | 0.12599 | 0.020212 | 0.020212 | 0.0098657 | 0.029116 | 0.036468 | 0.029116 | 0.02986 | 0.029116 | 0.015279 | 0.014789 | 0.32341 | 0.069565 | 0.024587 | 0.024587 | 0.055062 | 0.04086 | 0.13905 | 0.038749 | 0.017795 | 0.013598 | 0.0054612 | 0.027964 | 0.25833 | 0.0015143 | 0.00098973 | 0.0015199 | 0.10045 | 0.0015625 | 0.00099872 | 0.51366 | 0.0071085 | 0.032819 | 0.0069781 | 0.50687 | 0.0069781 | 0.0069781 | 0 | 0.023708 | 0.034789 | 0.034789 | 0.051835 | 0.0098657 | 0.025723 | 0.2313 | 0.2859 | 0.5394 | 0.12756 | 0.21084 | 0.21084 | 0.0099294 | 0.33543 | 0.0069816 | 0.33543 | 0.33813 | 0.0069781 | 0.01113 | 0.010883 | 0.33947 | 0.024493 | 0.028315 | 0.028315 | 0.024493 | 0.042953 | 0.10262 | 0.029238 | 0.018532 | 0.013612 | 0.012142 | 0.019286 | 0.22131 | 0.00050688 | 0.00099925 | 0.0027078 | 0.0075156 | 0.00095035 | 0.00099903 | 0.0070628 | 0.037821 | 0.033101 | 0.0069695 | 0.0069695 | 0.013609 | 0.065451 | 0 | 0.027316 | 0.022548 | 0.022548 |  | 0.0098657 | 0.021944 | 0.2493 | 0.30422 | 0.55921 | 0.14496 | 0.01354 | 0.01354 | 0.015717 | 0.02058 | 0.024609 | 0.02058 | 0.021149 | 0.02058 | 0.015335 | 0.014842 | 0.37185 | 0.060511 | 0.067586 | 0.067586 | 0.049815 | 0.036707 | 0.1339 | 0.00050975 | 0.00050975 | 0.00050681 | 0.50275 | 0.00050875 | 0.60375 | 0.1411 | 0.19656 | 0.09951 | 0.0095654 | 1 | 0.0005005 | 0.00051366 | 0.00051698 | 0.010598 | 0.00050688 | 0.00050688 | 0.50688 | 0.50687 | 0 | 0.50687 | 0.00051025 | 0.51025 | 0.51 | 0.0099294 | 0.0050875 | 0.0006165 | 0.000644 | 0.00077169 | 0.00056425 | 0.000505 | 0.000505 | 0.000505 | 0.0005075 | 0.00050775 | 0.0005075 | 0.00050775 | 0.0005075 | 0.0069816 | 0.0069781 | 0.000665 | 0.5125 | 0.0005125 | 0.0005125 | 0.012925 | 0.0005125 | 0.018767 | 0.029238 | 0.018532 | 0.00050681 | 0.0094991 | 0.50875 | 0.60375 | 0.00051025 | 0.0005005 | 0.0019773 | 0.0075156 | 0.00095035 | 0.00099903 | 0.0070628 | 0.51698 | 0.021873 | 0.0069695 | 0.0069695 | 0.013609 | 0.065451 | 0 | 0.027316 | 0.51025 | 0.51025 | 0.50161 | 0.0099294 | 0.22307 | 0.24442 | 0.2997 | 0.55638 | 0.13939 | 0.01354 | 0.01354 | 0.010946 | 0.02058 | 0.024609 | 0.02058 | 0.021149 | 0.02058 | 0.015335 | 0.014842 |  | 0.44068 |  |  | 0.36486 | 0.2741 | 0.44721 | 0.038749 | 0.017795 | 0.013598 | 0.0054612 | 0.027964 | 0.25833 | 0.0015143 | 0.00098973 | 0.0015199 | 0.10045 | 0.0015625 | 0.00099872 | 0.51366 | 0.0071085 | 0.032819 | 0.0069781 | 0.50687 | 0.0069781 | 0.0069781 | 0 | 0.023708 | 0.034789 | 0.034789 | 0.051835 | 0.0098657 | 0.025723 | 0.2313 | 0.2859 | 0.5394 | 0.12756 | 0.21084 | 0.21084 | 0.0099294 | 0.33543 | 0.0069816 | 0.33543 | 0.33813 | 0.0069781 | 0.01113 | 0.010883 | 0.33947 | 0.024493 | 0.028315 | 0.028315 | 0.024493 | 0.042953 | 0.10262 | 0.084594 | 0.013185
7: Sink | 0.029771 | 0.067841 | 0.013605 | 0.0054261 | 0.017239 | 0.20339 | 0.00098657 | 0.0034716 | 0.00098657 | 0.091392 | 0.00098657 | 0.00099901 | 0.027271 | 0.041706 | 0.032341 | 0.013565 | 0.013565 |  | 0 | 0 | 0.027268 | 0.055539 | 0.055079 | 0.019516 | 0.0098657 | 0.020879 | 0.22838 | 0.28227 | 0.53247 | 0.12599 | 0.0098657 | 0.0098657 | 0.0098657 | 0.014789 | 0.015279 | 0.014789 | 0.015279 | 0.014789 | 0.015279 | 0.014789 | 0.32342 | 0.091558 | 0.024587 | 0.024587 | 0.06653 | 0.024963 | 0.14946 | 0.029771 | 0.067841 | 0.013605 | 0.0054261 | 0.017239 | 0.20339 | 0.00098654 | 0.0039804 | 0.00098657 | 0.091392 | 0.00098657 | 0.00099901 | 0.027271 | 0.04171 | 0.032341 | 0.013565 | 0.013565 | 0.013548 | 0.013548 | 0 | 0.027268 | 0.055539 | 0.055079 | 0.019516 | 0.0098657 | 0.020879 | 0.22838 | 0.28227 | 0.53247 | 0.12599 | 0.0098657 | 0.0098657 | 0.0098657 | 0.014789 | 0.015279 | 0.014789 | 0.015279 | 0.014789 | 0.015279 | 0.014789 | 0.32342 | 0.091559 | 0.024587 | 0.024587 | 0.066531 | 0.024963 | 0.14947 | 0.029771 | 0.067841 | 0.013605 | 0.0054261 | 0.017239 | 0.20339 | 0.00098657 | 0.0039804 | 0.00098657 | 0.091392 | 0.00098657 | 0.00099901 | 0.027271 | 0.041698 | 0.032341 | 0.013548 | 0.070766 | 0.013548 | 0.013548 | 0 |  | 0.055539 | 0.055079 | 0.019516 | 0.0098657 | 0.020879 | 0.22838 | 0.28227 | 0.53247 | 0.12599 | 0.0098657 | 0.0098657 | 0.0098657 | 0.014789 | 0.015279 | 0.014789 | 0.015279 | 0.014789 | 0.014798 | 0.014336 | 0.32342 | 0.091555 | 0.024587 | 0.024587 | 0.066527 | 0.024963 | 0.14946 | 0.029771 | 0.067841 | 0.013605 | 0.0054261 | 0.017239 | 0.20339 | 0.00098657 | 0.0034716 | 0.00098657 | 0.091392 | 0.00098657 | 0.00099901 | 0.027271 | 0.041706 | 0.032341 | 0.013565 | 0.013565 | 0.053814 | 0.047311 | 0 | 0.027268 | 0.055539 | 0.055079 | 0.019516 | 0.0098657 | 0.020879 | 0.22838 | 0.28226 | 0.53247 | 0.12599 | 0.0098657 | 0.0098657 | 0.0098657 | 0.014789 | 0.015279 | 0.014789 | 0.015279 | 0.014789 | 0.015279 | 0.014789 | 0.32341 | 0.091558 | 0.024587 | 0.024587 | 0.06653 | 0.024963 | 0.14946 | 0.029771 | 0.067929 | 0.013605 | 0.0054261 | 0.017239 | 0.20339 | 0.00098973 | 0.0039819 | 0.00098657 | 0.091951 | 0.00098657 | 0.00099901 | 0.026983 | 0.041733 | 0.03234 | 0.013609 | 0.013609 | 0.013548 | 0.013548 | 0 | 0.027268 | 0.055607 | 0.055147 | 0.019516 | 0.0098657 | 0.020879 | 0.22838 | 0.28226 | 0.53247 | 0.12599 | 0.0098657 | 0.0098657 | 0.0098657 | 0.014789 | 0.015279 | 0.014789 | 0.015279 | 0.014789 | 0.015279 | 0.014789 | 0.32341 | 0.091627 | 0.024587 | 0.024587 | 0.066571 | 0.024963 | 0.1495 | 0.03132 | 0.038604 | 0.013612 | 0.0027875 | 0.0069317 | 0.0082261 | 0.00050681 | 0.0025396 | 0.00050681 | 0.0074473 | 0.00050681 | 0.00099925 | 0.027284 | 0.038077 | 0.032897 | 0.0069781 | 0.032753 | 0.0069781 | 0.0069781 | 0 | 0.02713 | 0.03139 | 0.031143 | 0.019684 | 0.0098657 | 0.013686 | 0.0083998 | 0.0087745 | 0.010514 | 0.0076879 | 0.0050681 | 0.0050681 | 0.0050681 | 0.0069147 | 0.0069181 | 0.0069147 | 0.0069181 | 0.0069147 | 0.015118 | 0.014638 | 0.0090606 | 0.068624 | 0.0069828 | 0.0069828 | 0.053972 | 0.024975 | 0.13769 | 0.058565 | 0.018532 | 0.013612 | 0.0027875 | 0.50875 | 0.60375 | 0.00050688 | 0.00099925 | 0.00050681 | 0.0075156 | 0.039206 | 0.00097994 | 0.00051366 | 0.037821 | 0.033101 | 0.0069695 | 0.0069695 | 0.013609 | 0.471 | 0 | 0.027316 | 0.022548 | 0.022548 | 0.019684 | 0.0098657 | 0.22307 | 0.0083998 | 0.0087745 | 0.010514 | 0.0076879 | 0.39419 | 0.39419 | 0.0050681 | 0.5075 | 0.50775 | 0.5075 | 0.50775 | 0.5075 | 0.015335 | 0.014842 | 0.0090606 | 0.060511 | 0.0069828 | 0.0069828 | 0.049815 | 0.054926 | 0.1339 | 0.00050975 | 0.00050975 | 0.00050681 | 0.50275 | 0.00050875 | 0.60375 | 0.00051025 | 0.19656 | 0.09951 | 0.0095654 | 0.5005 | 1 | 0.0070628 | 0.00051698 | 0.010598 | 0.00050688 | 0.50688 | 0.50687 | 0.50687 | 0 | 0.50687 | 0.00051025 | 0.00051025 | 0.51 | 0.0050681 | 0.0050875 | 0.0006165 | 0.000644 | 0.00077169 | 0.00056425 | 0.000505 | 0.000505 | 0.000505 | 0.0005075 | 0.00050775 | 0.0005075 | 0.00050775 | 0.0005075 | 0.0069816 | 0.0069781 | 0.000665 | 0.5125 | 0.0005125 | 0.0005125 | 0.5125 | 0.0005125 | 0.5525 | 0.060819 | 0.018532 | 0.00050681 | 0.20607 | 0.00050875 | 0.00060375 | 0.00051025 | 0.0005005 | 0.037717 | 0.0075156 | 0.03949 | 0.00097979 | 0.51366 | 0.00051698 | 0.033608 | 0.00050688 | 0.00050688 | 0.013652 | 0.47101 | 0 | 0.027362 | 0.00051025 | 0.00051025 | 0.25748 | 0.0099294 | 0.011535 | 0.6165 | 0.644 | 0.77169 | 0.56425 | 0.39616 | 0.39616 | 0.37456 | 0.5075 | 0.50775 | 0.5075 | 0.50775 | 0.5075 | 0.015389 | 0.014893 | 0.665 | 0.026393 | 0.5125 | 0.5125 | 0.026007 | 0.024736 | 0.10787 | 0.03132 | 0.038604 | 0.013612 | 0.0027875 | 0.0069317 | 0.0082261 | 0.00050681 | 0.0025396 | 0.00050681 | 0.0074473 | 0.00050681 | 0.00099925 | 0.00051366 | 0.26214 | 0.032897 | 0.47157 | 0.013559 | 0.0069781 | 0.0069781 | 0 | 0.027268 | 0.03139 | 0.031143 | 0.019684 | 0.0098657 | 0.013686 | 0.0083998 | 0.0087745 | 0.010514 | 0.0076879 | 0.0050681 | 0.0050681 | 0.0050681 | 0.5075 | 0.50775 | 0.5075 | 0.50775 | 0.5075 | 0.015279 | 0.01479 | 0.0090606 | 0.14484 | 0.0069828 | 0.0069828 | 0.13185 | 0.024975 | 0.23431 | 0.089608 | 0.0030122
7: Mooring-mooring clashing | 0.029771 | 0.067841 | 0.013605 | 0.0054261 | 0.017239 | 0.20339 | 0.00098657 | 0.0034716 | 0.00098657 | 0.091392 | 0.00098657 | 0.00099901 | 0.027271 | 0.034946 | 0.032341 | 0.070417 | 0.035999 | 0.047258 | 0.047258 | 0 | 0.027107 | 0.055539 | 0.055079 | 0.019516 | 0.0098657 | 0.020879 | 0.22838 | 0.28227 | 0.53247 | 0.12599 | 0.0098657 | 0.0098657 | 0.0098657 | 0.014789 | 0.015279 | 0.014789 | 0.015279 | 0.014789 | 0.015091 | 0.014612 | 0.32342 | 0.089371 | 0.024587 | 0.024587 | 0.064239 | 0.024963 | 0.14662 | 0.039034 | 0.017866 | 0.013605 | 0.0054261 | 0.033257 | 0.25924 | 0.00098654 | 0.00099901 | 0.00098657 | 0.091392 | 0.0020439 | 0.00099848 | 0.027271 | 0.041232 | 0.032905 | 0.013565 | 0.013565 | 0.027221 | 0.013548 | 0 | 0.027268 | 0.031056 | 0.031056 | 0.019516 | 0.0098657 | 0.027584 | 0.22838 | 0.28227 | 0.53247 | 0.12599 | 0.025475 | 0.025475 | 0.0098657 | 0.035779 | 0.043019 | 0.035779 | 0.036522 | 0.035779 | 0.015279 | 0.014789 | 0.32342 | 0.069506 | 0.024587 | 0.024587 | 0.055028 | 0.041365 | 0.13901 | 0.029771 | 0.067841 | 0.013605 | 0.0054261 | 0.017239 | 0.20339 | 0.00098657 | 0.0039804 | 0.00098657 | 0.091392 | 0.00098657 | 0.00099901 | 0.048124 | 0.041697 | 0.032341 | 0.013548 | 0.04807 | 0.013548 | 0.013548 | 0 | 0.02702 | 0.055539 | 0.055079 | 0.019516 | 0.0098657 | 0.020879 | 0.22838 | 0.28226 | 0.53247 | 0.12599 | 0.0098657 | 0.0098657 | 0.0098657 | 0.014789 | 0.015279 | 0.014789 | 0.015279 | 0.014789 | 0.014989 | 0.014516 | 0.32341 | 0.091555 | 0.024587 | 0.024587 | 0.066527 | 0.024963 | 0.14946 | 0.029769 | 0.067869 | 0.013605 | 0.0054286 | 0.017248 | 0.20358 | 0.00098702 | 0.0039836 | 0.00098702 | 0.091472 | 0.00098702 | 0.00099901 | 0.027284 | 0.047528 | 0.032341 | 0.025639 | 0.013385 | 0.013574 | 0.013574 | 0 | 0.02727 | 0.055562 | 0.055102 | 0.019516 | 0.0098657 | 0.020886 | 0.22859 | 0.28252 | 0.53297 | 0.1261 | 0.0098702 | 0.0098702 | 0.0098702 | 0.02874 | 0.029487 | 0.02874 | 0.029487 | 0.02874 | 0.015281 | 0.014791 | 0.32371 | 0.093461 | 0.024604 | 0.024604 | 0.068514 | 0.024963 | 0.15192 | 0.038809 | 0.018532 | 0.013612 | 0.0054612 | 0.019286 | 0.22131 | 0.00050688 | 0.00099925 | 0.00099294 | 0.0075156 | 0.00095035 | 0.00099903 | 0.0070628 | 0.037821 | 0.033101 | 0.0069695 | 0.0069695 | 0.013609 | 0.0136 | 0 | 0.027316 | 0.022548 | 0.022548 | 0.019514 | 0.0098657 | 0.021944 | 0.2313 | 0.2859 | 0.5394 | 0.12756 | 0.01354 | 0.01354 | 0.0099294 | 0.02058 | 0.024609 | 0.02058 | 0.021149 | 0.02058 | 0.015335 | 0.014842 | 0.32759 | 0.060511 | 0.024821 | 0.024821 | 0.049815 | 0.036707 | 0.1339 | 0.038078 | 0.014255 | 0.012671 | 0.0054612 | 0.097122 | 0.44198 | 0.072241 | 0.00050688 | 0.0012787 | 0.54659 | 0.0037305 | 0.00099764 | 0.51366 | 0.0071085 | 0.031081 | 0.0069781 | 0.50688 | 0.0069781 | 0.0069781 | 0 | 0.023708 | 0.11028 | 0.11028 | 0.051835 | 0.0098702 | 0.055498 | 0.2313 | 0.2859 | 0.5394 | 0.12756 | 0.24776 | 0.24776 | 0.0099294 | 0.33543 | 0.0069816 | 0.33543 | 0.33813 | 0.0069781 | 0.01113 | 0.010883 | 0.33947 | 0.024493 | 0.028315 | 0.028315 | 0.024493 | 0.080616 | 0.10262 | 0.025187 | 0.010659 | 0.00050681 | 0.14466 | 0.50875 | 0.60375 | 0.00050688 | 0.0005005 | 0.02655 | 0.0075156 | 0.00054659 | 0.00099923 | 0.0070628 | 0.51698 | 0.021873 | 0.0069695 | 0.0069695 | 0.0069695 | 0.47045 | 0 | 0.020137 | 0.51025 | 0.51025 |  | 0.0099294 | 0.22307 | 0.24129 | 0.2968 | 0.55457 | 0.13581 | 0.505 | 0.505 | 0.010746 | 0.5075 | 0.50775 | 0.5075 | 0.50775 | 0.5075 | 0.0069816 | 0.0069781 | 0.62755 | 0.44068 | 0.44131 | 0.44131 | 0.36486 | 0.27401 | 0.44721 | 0.39259 | 0.50975 | 0.00050681 | 0.0027775 | 0.50875 | 0.60375 | 0.072241 | 0.19583 | 0.000505 | 0.54659 | 0.5005 | 0.00074975 | 1 | 0.0071085 | 0.51698 | 0.0070628 | 0.0070628 | 0.50688 | 0.50687 | 0 | 0.50687 | 0.010598 | 0.010598 | 0.51 | 0.0099294 | 0.22307 | 0.0033907 | 0.003542 | 0.0042443 | 0.0031034 | 0.0050688 | 0.0050688 | 0.0027775 | 0.0077048 | 0.0079617 | 0.0077048 | 0.0079617 | 0.0077048 | 0.0069816 | 0.0069781 | 0.022589 | 0.012925 | 0.012925 | 0.012925 | 0.012925 | 0.010506 | 0.018767 | 0.025187 | 0.010659 | 0.00050681 | 0.14466 | 0.50875 | 0.60375 | 0.00050688 | 0.0005005 | 0.02655 | 0.0075156 | 0.00054659 | 0.00099923 | 0.0070628 | 0.51698 | 0.021873 | 0.0069695 | 0.0069695 | 0.0069695 | 0.47045 | 0 | 0.020137 | 0.51025 | 0.51025 |  | 0.0099294 | 0.22307 | 0.24129 | 0.2968 | 0.55457 | 0.13581 | 0.505 | 0.505 | 0.010746 | 0.5075 | 0.50775 | 0.5075 | 0.50775 | 0.5075 | 0.0069816 | 0.0069781 | 0.62755 | 0.44068 | 0.44131 | 0.44131 | 0.36486 | 0.27401 | 0.44721 | 0.038078 | 0.014255 | 0.012671 | 0.0054612 | 0.097122 | 0.44198 | 0.072241 | 0.00050688 | 0.0012787 | 0.54659 | 0.0037305 | 0.00099764 | 0.51366 | 0.0071085 | 0.031081 | 0.0069781 | 0.50688 | 0.0069781 | 0.0069781 | 0 | 0.023708 | 0.11028 | 0.11028 | 0.051835 | 0.0098702 | 0.055498 | 0.2313 | 0.2859 | 0.5394 | 0.12756 | 0.24776 | 0.24776 | 0.0099294 | 0.33543 | 0.0069816 | 0.33543 | 0.33813 | 0.0069781 | 0.01113 | 0.010883 | 0.33947 | 0.024493 | 0.028315 | 0.028315 | 0.024493 | 0.080616 | 0.10262 | 0.12077 | 0.094045
7: Mooring-cable clashing | 0.029771 | 0.067841 | 0.013605 | 0.0054261 | 0.017239 | 0.20339 | 0.00098657 | 0.0034716 | 0.00098657 | 0.091392 | 0.00098657 | 0.00099901 | 0.027271 | 0.041706 | 0.032341 | 0.013565 | 0.013565 | 0.053682 | 0.047179 | 0 | 0.027268 | 0.055539 | 0.055079 | 0.019516 | 0.0098657 | 0.020879 | 0.22838 | 0.28227 | 0.53247 | 0.12599 | 0.0098657 | 0.0098657 | 0.0098657 | 0.014789 | 0.015279 | 0.014789 | 0.015279 | 0.014789 | 0.015279 | 0.014789 | 0.32342 | 0.091558 | 0.024587 | 0.024587 | 0.06653 | 0.024963 | 0.14946 | 0.029771 | 0.067841 | 0.013605 | 0.0054261 | 0.017239 | 0.20339 | 0.00098654 | 0.0039804 | 0.00098657 | 0.091392 | 0.00098657 | 0.00099901 | 0.027271 | 0.04171 | 0.032341 | 0.013565 | 0.013565 | 0.013548 | 0.013548 | 0 | 0.027268 | 0.055539 | 0.055079 | 0.019516 | 0.0098657 | 0.020879 | 0.22838 | 0.28227 | 0.53247 | 0.12599 | 0.0098657 | 0.0098657 | 0.0098657 | 0.014789 | 0.015279 | 0.014789 | 0.015279 | 0.014789 | 0.015279 | 0.014789 | 0.32342 | 0.091559 | 0.024587 | 0.024587 | 0.066531 | 0.024963 | 0.14947 | 0.029771 | 0.067841 | 0.013605 | 0.0054261 | 0.017239 | 0.20339 | 0.00098657 | 0.0039804 | 0.00098657 | 0.091392 | 0.00098657 | 0.00099901 | 0.027271 | 0.041698 | 0.032341 | 0.013548 | 0.070777 | 0.013548 | 0.013548 | 0 |  | 0.055539 | 0.055079 | 0.019516 | 0.0098657 | 0.020879 | 0.22838 | 0.28227 | 0.53247 | 0.12599 | 0.0098657 | 0.0098657 | 0.0098657 | 0.014789 | 0.015279 | 0.014789 | 0.015279 | 0.014789 | 0.014798 | 0.014336 | 0.32342 | 0.091555 | 0.024587 | 0.024587 | 0.066527 | 0.024963 | 0.14946 | 0.029771 | 0.067841 | 0.013605 | 0.0054261 | 0.017239 | 0.20339 | 0.00098657 | 0.0034716 | 0.00098657 | 0.091392 | 0.00098657 | 0.00099901 | 0.027271 | 0.041706 | 0.032341 | 0.013565 | 0.013565 | 0.053837 | 0.047335 | 0 | 0.027268 | 0.055539 | 0.055079 | 0.019516 | 0.0098657 | 0.020879 | 0.22838 | 0.28226 | 0.53247 | 0.12599 | 0.0098657 | 0.0098657 | 0.0098657 | 0.014789 | 0.015279 | 0.014789 | 0.015279 | 0.014789 | 0.015279 | 0.014789 | 0.32341 | 0.091558 | 0.024587 | 0.024587 | 0.06653 | 0.024963 | 0.14946 | 0.02975 | 0.068149 | 0.013605 | 0.0054612 | 0.017375 | 0.20599 | 0.00098973 | 0.0039947 | 0.00099294 | 0.091951 | 0.00099294 | 0.000999 | 0.026983 | 0.041736 | 0.032335 | 0.013609 | 0.013609 | 0.013548 | 0.013548 | 0 | 0.027268 | 0.055794 | 0.055331 | 0.019514 | 0.0098657 | 0.020978 | 0.2313 | 0.2859 | 0.5394 | 0.12756 | 0.0099294 | 0.0099294 | 0.0099294 | 0.014894 | 0.01539 | 0.014894 | 0.01539 | 0.014894 | 0.015279 | 0.014789 | 0.32759 | 0.091793 | 0.024821 | 0.024821 | 0.066659 | 0.024963 | 0.14958 | 0.03132 | 0.038604 | 0.013612 | 0.0027875 | 0.0069317 | 0.0082261 | 0.00050681 | 0.0025396 | 0.00050681 | 0.0074473 | 0.00050681 | 0.00099925 | 0.00051366 | 0.038077 | 0.032897 | 0.0069781 | 0.025955 | 0.0069781 | 0.0069781 | 0 | 0.027179 | 0.03139 | 0.031143 | 0.019684 | 0.0098657 | 0.013686 | 0.0083998 | 0.0087745 | 0.010514 | 0.0076879 | 0.0050681 | 0.0050681 | 0.0050681 | 0.0069147 | 0.0069181 | 0.0069147 | 0.0069181 | 0.0069147 | 0.015175 | 0.014691 | 0.0090606 | 0.068624 | 0.0069828 | 0.0069828 | 0.053972 | 0.024975 | 0.13769 | 0.068404 | 0.010659 | 0.00050681 | 0.0027875 | 0.50875 | 0.60375 | 0.00050688 | 0.0005005 | 0.00050681 | 0.0075156 | 0.067638 | 0.00096575 | 0.00051366 | 0.51698 | 0.021873 | 0.0069695 | 0.0069695 | 0.013609 | 0.471 | 0 | 0.027316 | 0.51025 | 0.51025 | 0.019684 | 0.0099294 | 0.22307 | 0.0083998 | 0.0087745 | 0.010514 | 0.0076879 | 0.505 | 0.505 | 0.0050681 | 0.5075 | 0.50775 | 0.5075 | 0.50775 | 0.5075 | 0.015335 | 0.014842 | 0.0090606 | 0.44068 | 0.0069828 | 0.0069828 | 0.36486 | 0.29002 | 0.44721 | 0.070735 | 0.010659 | 0.00050681 | 0.50275 | 0.50875 | 0.60375 | 0.00051025 | 0.5005 | 0.5005 | 0.54659 | 0.067638 | 0.00096575 | 0.0070628 | 1 | 0.010598 | 0.0071085 | 0.50688 | 0.50687 | 0.50687 | 0 | 0.50687 | 0.010598 | 0.010598 | 0.51 | 0.0050681 | 0.0060375 | 0.0083998 | 0.0087745 | 0.010514 | 0.0076879 | 0.0050687 | 0.0050687 | 0.0050681 | 0.0077548 | 0.0080133 | 0.0077548 | 0.0080133 | 0.0077548 | 0.0069816 | 0.0069781 | 0.022589 | 0.012925 | 0.012925 | 0.012925 | 0.012925 | 0.010506 | 0.018767 | 0.076172 | 0.018532 | 0.00050681 | 0.40099 | 0.00050875 | 0.00060375 | 0.00051025 | 0.0005005 | 0.5005 | 0.0075156 | 0.076871 | 0.00096114 | 0.51366 | 0.00051698 | 0.010598 | 0.00050688 | 0.00050688 | 0.0069695 | 0.47045 | 0 | 0.020137 | 0.00051025 | 0.00051025 | 0.39148 | 0.0050681 | 0.47823 | 0.6165 | 0.644 | 0.77169 | 0.56425 | 0.505 | 0.505 | 0.505 | 0.5075 | 0.50775 | 0.5075 | 0.50775 | 0.5075 | 0.0069816 | 0.0069781 | 0.665 | 0.5125 | 0.5125 | 0.5125 | 0.5125 | 0.010506 | 0.5525 | 0.03132 | 0.038604 | 0.013612 | 0.0027875 | 0.0069317 | 0.0082261 | 0.00050681 | 0.0025396 | 0.00050681 | 0.0074473 | 0.00050681 | 0.00099925 | 0.00051366 | 0.27916 | 0.032897 | 0.50687 | 0.0070628 | 0.0069781 | 0.0069781 | 0 | 0.027315 | 0.03139 | 0.031143 | 0.019684 | 0.0098657 | 0.013686 | 0.0083998 | 0.0087745 | 0.010514 | 0.0076879 | 0.0050681 | 0.0050681 | 0.0050681 | 0.5075 | 0.50775 | 0.5075 | 0.50775 | 0.5075 | 0.015334 | 0.014841 | 0.0090606 | 0.15063 | 0.0069828 | 0.0069828 | 0.13776 | 0.024975 | 0.24165 | 0.10246 | 0.11926
7: Anchor-cable clashing | 0.029771 | 0.067841 | 0.013605 | 0.0054261 | 0.017239 | 0.20339 | 0.00098657 | 0.0039804 | 0.00098657 | 0.091392 | 0.00098657 | 0.00099901 | 0.027271 | 0.041619 | 0.032341 | 0.013385 | 0.013385 | 0.013548 | 0.013548 | 0 | 0.02727 | 0.055539 | 0.055079 | 0.019516 | 0.0098657 | 0.020879 | 0.22838 | 0.28227 | 0.53247 | 0.12599 | 0.0098657 | 0.0098657 | 0.0098657 | 0.029189 | 0.029936 | 0.029189 | 0.029936 | 0.029189 | 0.015281 | 0.014791 | 0.32342 | 0.09153 | 0.024587 | 0.024587 | 0.066501 | 0.024963 | 0.14943 | 0.029771 | 0.067841 | 0.013605 | 0.0054261 | 0.017239 | 0.20339 | 0.00098657 | 0.0034716 | 0.00098657 | 0.091392 | 0.00098657 | 0.00099901 | 0.028291 | 0.034946 | 0.032341 | 0.056333 | 0.028504 | 0.040697 | 0.040697 | 0 | 0.027161 | 0.055539 | 0.055079 | 0.019516 | 0.0098657 | 0.020879 | 0.22838 | 0.28227 | 0.53247 | 0.12599 | 0.0098657 | 0.0098657 | 0.0098657 | 0.014789 | 0.015279 | 0.014789 | 0.015279 | 0.014789 | 0.015154 | 0.014671 | 0.32342 | 0.089371 | 0.024587 | 0.024587 | 0.064239 | 0.024963 | 0.14662 | 0.029771 | 0.067841 | 0.013605 | 0.0054261 | 0.017239 | 0.20339 | 0.00098657 | 0.0039804 | 0.00098657 | 0.091392 | 0.00098657 | 0.00099901 | 0.027271 | 0.041619 | 0.032341 | 0.013385 | 0.013385 | 0.013548 | 0.013548 | 0 | 0.02727 | 0.055539 | 0.055079 | 0.019516 | 0.0098657 | 0.020879 | 0.22838 | 0.28227 | 0.53247 | 0.12599 | 0.0098657 | 0.0098657 | 0.0098657 | 0.029189 | 0.029936 | 0.029189 | 0.029936 | 0.029189 | 0.015281 | 0.014791 | 0.32342 | 0.09153 | 0.024587 | 0.024587 | 0.066501 | 0.024963 | 0.14943 | 0.029771 | 0.067841 | 0.013605 | 0.0054261 | 0.017239 | 0.20339 | 0.00098657 | 0.0034716 | 0.00098657 | 0.091392 | 0.00098657 | 0.00099901 | 0.028291 | 0.034946 | 0.032341 | 0.056333 | 0.028504 | 0.040697 | 0.040697 | 0 | 0.027161 | 0.055539 | 0.055079 | 0.019516 | 0.0098657 | 0.020879 | 0.22838 | 0.28226 | 0.53247 | 0.12599 | 0.0098657 | 0.0098657 | 0.0098657 | 0.014789 | 0.015279 | 0.014789 | 0.015279 | 0.014789 | 0.015154 | 0.014671 | 0.32341 | 0.089371 | 0.024587 | 0.024587 | 0.064239 | 0.024963 | 0.14662 | 0.029771 | 0.067841 | 0.013605 | 0.0054261 | 0.017239 | 0.20339 | 0.00098657 | 0.0039804 | 0.00098657 | 0.091392 | 0.00098657 | 0.00099901 | 0.027284 | 0.041619 | 0.032341 | 0.013385 | 0.013385 | 0.013548 | 0.013548 | 0 | 0.02727 | 0.055539 | 0.055079 | 0.019516 | 0.0098657 | 0.020879 | 0.22838 | 0.28226 | 0.53247 | 0.12599 | 0.0098657 | 0.0098657 | 0.0098657 | 0.029196 | 0.029942 | 0.029196 | 0.029942 | 0.029196 | 0.015281 | 0.014791 | 0.32341 | 0.09153 | 0.024587 | 0.024587 | 0.066501 | 0.024963 | 0.14943 | 0.03132 | 0.038604 | 0.013612 | 0.0027875 | 0.0069317 | 0.0082261 | 0.00050681 | 0.0022757 | 0.00050681 | 0.0074473 | 0.00050681 | 0.00099925 | 0.027824 | 0.034483 | 0.032897 | 0.032037 | 0.018784 | 0.026433 | 0.026433 | 0 | 0.027231 | 0.03139 | 0.031143 | 0.019684 | 0.0098657 | 0.32506 | 0.0083998 | 0.0087745 | 0.010514 | 0.0076879 | 0.0050681 | 0.0050681 | 0.0050681 | 0.0069147 | 0.0069181 | 0.0069147 | 0.0069181 | 0.0069147 | 0.015235 | 0.014748 | 0.0090606 | 0.067402 | 0.0069828 | 0.0069828 | 0.052723 | 0.024975 | 0.13614 | 0.03132 | 0.038604 | 0.013612 | 0.0027875 | 0.0069317 | 0.0082261 | 0.00050681 | 0.0022757 | 0.00050681 | 0.0074473 | 0.00050681 | 0.00099925 | 0.00051366 | 0.038113 | 0.032897 | 0.0070628 | 0.0070628 | 0.46928 | 0.46824 | 0 | 0.027315 | 0.03139 | 0.031143 | 0.019684 | 0.0098657 | 0.013686 | 0.0083998 | 0.0087745 | 0.010514 | 0.0076879 | 0.0050681 | 0.0050681 | 0.0050681 | 0.5075 | 0.50775 | 0.5075 | 0.50775 | 0.5075 | 0.015334 | 0.014841 | 0.0090606 | 0.068637 | 0.0069828 | 0.0069828 | 0.053984 | 0.024975 | 0.13771 | 0.033846 | 0.31415 | 0.00050681 | 0.0027875 | 0.50875 | 0.60375 | 0.00051025 | 0.0005005 | 0.5005 | 0.54659 | 0.00050681 | 0.00099925 | 0.00051366 | 0.010598 | 1 | 0.50688 | 0.00050688 | 0.50688 | 0.50687 | 0 | 0.020137 | 0.010598 | 0.010598 | 0.51 | 0.0050681 | 0.0060375 | 0.0083998 | 0.0087745 | 0.010514 | 0.0076879 | 0.505 | 0.505 | 0.0050681 | 0.0077548 | 0.0080133 | 0.0077548 | 0.0080133 | 0.0077548 | 0.0069816 | 0.0069781 | 0.665 | 0.012925 | 0.012925 | 0.012925 | 0.012925 | 0.010506 | 0.018767 | 0.065918 | 0.36991 | 0.00050681 | 0.40099 | 0.00050875 | 0.00060375 | 0.00051025 | 0.0005005 | 0.5005 | 0.54659 | 0.072908 | 0.00096312 | 0.51366 | 0.00051698 | 0.010598 | 0.00050688 | 0.00050688 | 0.0069695 | 0.47045 | 0 | 0.020137 | 0.00051025 | 0.00051025 | 0.39148 | 0.0050681 | 0.47823 | 0.6165 | 0.644 | 0.77169 | 0.56425 | 0.505 | 0.505 | 0.505 | 0.5075 | 0.50775 | 0.5075 | 0.50775 | 0.5075 | 0.0069816 | 0.0069781 | 0.665 | 0.5125 | 0.5125 | 0.5125 | 0.5125 | 0.010506 | 0.5525 | 0.03132 | 0.038604 | 0.013612 | 0.0027875 | 0.0069317 | 0.0082261 | 0.00050681 | 0.0022757 | 0.00050681 | 0.0074473 | 0.00050681 | 0.00099925 | 0.00051366 | 0.038113 | 0.032897 | 0.0070628 | 0.0070628 | 0.46928 | 0.46824 | 0 | 0.027315 | 0.03139 | 0.031143 | 0.019684 | 0.0098657 | 0.013686 | 0.0083998 | 0.0087745 | 0.010514 | 0.0076879 | 0.0050681 | 0.0050681 | 0.0050681 | 0.5075 | 0.50775 | 0.5075 | 0.50775 | 0.5075 | 0.015334 | 0.014841 | 0.0090606 | 0.068637 | 0.0069828 | 0.0069828 | 0.053984 | 0.024975 | 0.13771 | 0.096142 | 0.030434
7: Change in mooring profile | 0.029771 | 0.067841 | 0.013605 | 0.0054261 | 0.017239 | 0.20339 | 0.00098657 | 0.0034716 | 0.00098657 | 0.091392 | 0.00098657 | 0.00099901 | 0.027271 | 0.034946 | 0.032341 | 0.070417 | 0.035999 | 0.047258 | 0.047258 | 0 | 0.027107 | 0.055539 | 0.055079 | 0.019516 | 0.0098657 | 0.020879 | 0.22838 | 0.28227 | 0.53247 | 0.12599 | 0.0098657 | 0.0098657 | 0.0098657 | 0.014789 | 0.015279 | 0.014789 | 0.015279 | 0.014789 | 0.015091 | 0.014612 | 0.32342 | 0.089371 | 0.024587 | 0.024587 | 0.064239 | 0.024963 | 0.14662 | 0.039034 | 0.017866 | 0.013605 | 0.0054261 | 0.033257 | 0.25924 | 0.00098654 | 0.00099901 | 0.00098657 | 0.091392 | 0.0020439 | 0.00099848 | 0.027271 | 0.041232 | 0.032905 | 0.013565 | 0.013565 | 0.027221 | 0.013548 | 0 | 0.027268 | 0.031056 | 0.031056 | 0.019516 | 0.0098657 | 0.027584 | 0.22838 | 0.28227 | 0.53247 | 0.12599 | 0.025475 | 0.025475 | 0.0098657 | 0.035779 | 0.043019 | 0.035779 | 0.036522 | 0.035779 | 0.015279 | 0.014789 | 0.32342 | 0.069506 | 0.024587 | 0.024587 | 0.055028 | 0.041365 | 0.13901 | 0.029771 | 0.067841 | 0.013605 | 0.0054261 | 0.017239 | 0.20339 | 0.00098657 | 0.0039804 | 0.00098657 | 0.091392 | 0.00098657 | 0.00099901 | 0.048124 | 0.041697 | 0.032341 | 0.013548 | 0.04807 | 0.013548 | 0.013548 | 0 | 0.02702 | 0.055539 | 0.055079 | 0.019516 | 0.0098657 | 0.020879 | 0.22838 | 0.28226 | 0.53247 | 0.12599 | 0.0098657 | 0.0098657 | 0.0098657 | 0.014789 | 0.015279 | 0.014789 | 0.015279 | 0.014789 | 0.014989 | 0.014516 | 0.32341 | 0.091555 | 0.024587 | 0.024587 | 0.066527 | 0.024963 | 0.14946 | 0.029769 | 0.067869 | 0.013605 | 0.0054286 | 0.017248 | 0.20358 | 0.00098702 | 0.0039836 | 0.00098702 | 0.091472 | 0.00098702 | 0.00099901 | 0.027284 | 0.047528 | 0.032341 | 0.025639 | 0.013385 | 0.013574 | 0.013574 | 0 | 0.02727 | 0.055562 | 0.055102 | 0.019516 | 0.0098657 | 0.020886 | 0.22859 | 0.28252 | 0.53297 | 0.1261 | 0.0098702 | 0.0098702 | 0.0098702 | 0.02874 | 0.029487 | 0.02874 | 0.029487 | 0.02874 | 0.015281 | 0.014791 | 0.32371 | 0.093461 | 0.024604 | 0.024604 | 0.068514 | 0.024963 | 0.15192 | 0.038809 | 0.018532 | 0.013612 | 0.0054612 | 0.019286 | 0.22131 | 0.00050688 | 0.00099925 | 0.00099294 | 0.0075156 | 0.00095035 | 0.00099903 | 0.0070628 | 0.037821 | 0.033101 | 0.0069695 | 0.0069695 | 0.013609 | 0.013548 | 0 | 0.027316 | 0.022548 | 0.022548 | 0.019514 | 0.0098657 | 0.021944 | 0.2313 | 0.2859 | 0.5394 | 0.12756 | 0.01354 | 0.01354 | 0.0099294 | 0.02058 | 0.024609 | 0.02058 | 0.021149 | 0.02058 | 0.015335 | 0.014842 | 0.32759 | 0.060511 | 0.024821 | 0.024821 | 0.049815 | 0.036707 | 0.1339 | 0.038078 | 0.014255 | 0.012671 | 0.0054612 | 0.097122 | 0.44198 | 0.072241 | 0.00050688 | 0.0012787 | 0.54659 | 0.0037305 | 0.00099764 | 0.51366 | 0.0071085 | 0.031081 | 0.0069781 | 0.50688 | 0.0069781 | 0.0069781 | 0 | 0.023708 | 0.11028 | 0.11028 | 0.051835 | 0.0098702 | 0.055498 | 0.2313 | 0.2859 | 0.5394 | 0.12756 | 0.24776 | 0.24776 | 0.0099294 | 0.33543 | 0.0069816 | 0.33543 | 0.33813 | 0.0069781 | 0.01113 | 0.010883 | 0.33947 | 0.024493 | 0.028315 | 0.028315 | 0.024493 | 0.080616 | 0.10262 | 0.025187 | 0.010659 | 0.00050681 | 0.022864 | 0.50875 | 0.60375 | 0.00050688 | 0.0005005 | 0.0044071 | 0.0075156 | 0.00054659 | 0.00099923 | 0.0070628 | 0.51698 | 0.021873 | 0.0069695 | 0.0069695 | 0.013609 | 0.40861 | 0 | 0.027316 | 0.51025 | 0.51025 | 0.37714 | 0.0099294 | 0.22307 | 0.24129 | 0.2968 | 0.55457 | 0.13581 | 0.062136 | 0.062136 | 0.010746 | 0.28557 | 0.50775 | 0.28557 | 0.29498 | 0.5075 | 0.015335 | 0.014842 | 0.62755 | 0.44068 | 0.44131 | 0.44131 | 0.36486 | 0.27401 | 0.44721 | 0.39259 | 0.50975 | 0.00050681 | 0.0027775 | 0.50875 | 0.60375 | 0.1411 | 0.19583 | 0.000505 | 0.54659 | 0.5005 | 0.00074975 | 0.0070628 | 0.0071085 | 0.010598 | 1 | 0.0069695 | 0.50688 | 0.0069816 | 0 | 0.50687 | 0.010598 | 0.010598 | 0.51 | 0.0099294 | 0.0060375 | 0.0033908 | 0.003542 | 0.0042443 | 0.0031034 | 0.0050688 | 0.0050688 | 0.0027775 | 0.5075 | 0.0069816 | 0.5075 | 0.50775 | 0.0069781 | 0.0069816 | 0.0069781 | 0.022589 | 0.012925 | 0.012925 | 0.012925 | 0.012925 | 0.010506 | 0.018767 | 0.025187 | 0.010659 | 0.00050681 | 0.022864 | 0.50875 | 0.60375 | 0.00051025 | 0.0005005 | 0.0044071 | 0.0075156 | 0.00054659 | 0.00099923 | 0.0070628 | 0.51698 | 0.021873 | 0.0069695 | 0.0069695 | 0.013609 | 0.40861 | 0 | 0.027316 | 0.51025 | 0.51025 | 0.37714 | 0.0099294 | 0.22307 | 0.24129 | 0.2968 | 0.55457 | 0.13581 | 0.062136 | 0.062136 | 0.010746 | 0.28557 | 0.50775 | 0.28557 | 0.29498 | 0.5075 | 0.015335 | 0.014842 | 0.62755 | 0.44068 | 0.44131 | 0.44131 | 0.36486 | 0.27401 | 0.44721 | 0.038078 | 0.014255 | 0.012671 | 0.0054612 | 0.097122 | 0.44198 | 0.072241 | 0.00050688 | 0.0012787 | 0.54659 | 0.0037305 | 0.00099764 | 0.51366 | 0.0071085 | 0.031081 | 0.0069781 | 0.50688 | 0.0069781 | 0.0069781 | 0 | 0.023708 | 0.11028 | 0.11028 | 0.051835 | 0.0098702 | 0.055498 | 0.2313 | 0.2859 | 0.5394 | 0.12756 | 0.24776 | 0.24776 | 0.0099294 | 0.33543 | 0.0069816 | 0.33543 | 0.33813 | 0.0069781 | 0.01113 | 0.010883 | 0.33947 | 0.024493 | 0.028315 | 0.028315 | 0.024493 | 0.080616 | 0.10262 | 0.11528 | 0.066131
7: Excess mooring loads | 0.029771 | 0.067841 | 0.013605 | 0.0054261 | 0.017239 | 0.20339 | 0.00098657 | 0.0034716 | 0.00098657 | 0.091392 | 0.00098657 | 0.00099901 | 0.027271 | 0.034946 | 0.032341 | 0.070417 | 0.035999 | 0.047258 | 0.047258 | 0 | 0.027107 | 0.055539 | 0.055079 | 0.019516 | 0.0098657 | 0.020879 | 0.22838 | 0.28227 | 0.53247 | 0.12599 | 0.0098657 | 0.0098657 | 0.0098657 | 0.014789 | 0.015279 | 0.014789 | 0.015279 | 0.014789 | 0.015091 | 0.014612 | 0.32342 | 0.089371 | 0.024587 | 0.024587 | 0.064239 | 0.024963 | 0.14662 | 0.039034 | 0.017866 | 0.013605 | 0.0054261 | 0.033257 | 0.25924 | 0.00098654 | 0.00099901 | 0.00098657 | 0.091392 | 0.0020439 | 0.00099848 | 0.027271 | 0.041232 | 0.032905 | 0.013565 | 0.013565 | 0.027221 | 0.013548 | 0 | 0.027268 | 0.031056 | 0.031056 | 0.019516 | 0.0098657 | 0.027584 | 0.22838 | 0.28227 | 0.53247 | 0.12599 | 0.025475 | 0.025475 | 0.0098657 | 0.035779 | 0.043019 | 0.035779 | 0.036522 | 0.035779 | 0.015279 | 0.014789 | 0.32342 | 0.069506 | 0.024587 | 0.024587 | 0.055028 | 0.041365 | 0.13901 | 0.029771 | 0.067841 | 0.013605 | 0.0054261 | 0.017239 | 0.20339 | 0.00098657 | 0.0039804 | 0.00098657 | 0.091392 | 0.00098657 | 0.00099901 | 0.048124 | 0.041697 | 0.032341 | 0.013548 | 0.04807 | 0.013548 | 0.013548 | 0 | 0.02702 | 0.055539 | 0.055079 | 0.019516 | 0.0098657 | 0.020879 | 0.22838 | 0.28226 | 0.53247 | 0.12599 | 0.0098657 | 0.0098657 | 0.0098657 | 0.014789 | 0.015279 | 0.014789 | 0.015279 | 0.014789 | 0.014989 | 0.014516 | 0.32341 | 0.091555 | 0.024587 | 0.024587 | 0.066527 | 0.024963 | 0.14946 | 0.029769 | 0.067869 | 0.013605 | 0.0054286 | 0.017248 | 0.20358 | 0.00098702 | 0.0039836 | 0.00098702 | 0.091472 | 0.00098702 | 0.00099901 | 0.027284 | 0.047528 | 0.032341 | 0.025639 | 0.013385 | 0.013574 | 0.013574 | 0 | 0.02727 | 0.055562 | 0.055102 | 0.019516 | 0.0098657 | 0.020886 | 0.22859 | 0.28252 | 0.53297 | 0.1261 | 0.0098702 | 0.0098702 | 0.0098702 | 0.02874 | 0.029487 | 0.02874 | 0.029487 | 0.02874 | 0.015281 | 0.014791 | 0.32371 | 0.093461 | 0.024604 | 0.024604 | 0.068514 | 0.024963 | 0.15192 | 0.029238 | 0.018532 | 0.013612 | 0.014784 | 0.019286 | 0.22131 | 0.00050688 | 0.00099925 | 0.0031893 | 0.0075156 | 0.00095035 | 0.00099903 | 0.0070628 | 0.037821 | 0.033101 | 0.0069695 | 0.0069695 | 0.013609 | 0.071994 | 0 | 0.027316 | 0.022548 | 0.022548 | 0.097014 | 0.0098657 | 0.021944 | 0.25411 | 0.30867 | 0.56199 | 0.15045 | 0.01354 | 0.01354 | 0.020449 | 0.02058 | 0.024609 | 0.02058 | 0.021149 | 0.02058 | 0.015335 | 0.014842 | 0.3757 | 0.060511 | 0.073419 | 0.073419 | 0.049815 | 0.036707 | 0.1339 | 0.063883 | 0.014255 | 0.012671 | 0.0027875 | 0.50875 | 0.60375 | 0.072241 | 0.00050688 | 0.03745 | 0.54659 | 0.054649 | 0.00097223 | 0.51366 | 0.0071085 | 0.031081 | 0.0069781 | 0.50688 | 0.0069781 | 0.0069781 | 0 | 0.023708 | 0.11028 | 0.11028 | 0.24851 | 0.0098702 | 0.22307 | 0.0083998 | 0.0087745 | 0.010514 | 0.0076879 | 0.47986 | 0.47986 | 0.0050681 | 0.5075 | 0.0069816 | 0.5075 | 0.50775 | 0.0069781 | 0.01113 | 0.010883 | 0.665 | 0.024493 | 0.5125 | 0.5125 | 0.024493 | 0.10269 | 0.10262 | 0.058565 | 0.018532 | 0.013612 | 0.0027875 | 0.50875 | 0.60375 | 0.00050688 | 0.00099925 | 0.00050681 | 0.0075156 | 0.039206 | 0.00097994 | 0.00051366 | 0.037821 | 0.033101 | 0.0069695 | 0.0069695 | 0.013609 | 0.471 | 0 | 0.027316 | 0.022548 | 0.022548 | 0.019684 | 0.0098657 | 0.22307 | 0.0083998 | 0.0087745 | 0.010514 | 0.0076879 | 0.39419 | 0.39419 | 0.0050681 | 0.5075 | 0.50775 | 0.5075 | 0.50775 | 0.5075 | 0.015335 | 0.014842 | 0.0090606 | 0.060511 | 0.0069828 | 0.0069828 | 0.049815 | 0.054926 | 0.1339 | 0.50975 | 0.50975 | 0.00050681 | 0.0027775 | 0.50875 | 0.60375 | 0.00050688 | 0.19583 | 0.000505 | 0.0075156 | 0.5005 | 0.0005005 | 0.0070628 | 0.0071085 | 0.0071085 | 0.0069695 | 1 | 0.0069695 | 0.50687 | 0 | 0.50687 | 0.51025 | 0.51025 | 0.51 | 0.0050681 | 0.47823 | 0.0033908 | 0.003542 | 0.0042443 | 0.0031034 | 0.0050688 | 0.0050688 | 0.0027775 | 0.0069781 | 0.0069816 | 0.0069781 | 0.0069816 | 0.0069781 | 0.0069816 | 0.0069781 | 0.665 | 0.012925 | 0.5125 | 0.5125 | 0.012925 | 0.5125 | 0.018767 | 0.058565 | 0.018532 | 0.013612 | 0.0027875 | 0.50875 | 0.60375 | 0.00050688 | 0.00099925 | 0.00050681 | 0.0075156 | 0.039206 | 0.00097994 | 0.00051366 | 0.037821 | 0.033101 | 0.0069695 | 0.0069695 | 0.013609 | 0.471 | 0 | 0.027316 | 0.022548 | 0.022548 | 0.019684 | 0.0098657 | 0.22307 | 0.0083998 | 0.0087745 | 0.010514 | 0.0076879 | 0.39419 | 0.39419 | 0.0050681 | 0.5075 | 0.50775 | 0.5075 | 0.50775 | 0.5075 | 0.015335 | 0.014842 | 0.0090606 | 0.060511 | 0.0069828 | 0.0069828 | 0.049815 | 0.054926 | 0.1339 | 0.063883 | 0.014255 | 0.012671 | 0.0027875 | 0.50875 | 0.60375 | 0.072241 | 0.00050688 | 0.03745 | 0.54659 | 0.054649 | 0.00097223 | 0.51366 | 0.0071085 | 0.031081 | 0.0069781 | 0.50688 | 0.0069781 | 0.0069781 | 0 | 0.023708 | 0.11028 | 0.11028 | 0.24851 | 0.0098702 | 0.22307 | 0.0083998 | 0.0087745 | 0.010514 | 0.0076879 | 0.47986 | 0.47986 | 0.0050681 | 0.5075 | 0.0069816 | 0.5075 | 0.50775 | 0.0069781 | 0.01113 | 0.010883 | 0.665 | 0.024493 | 0.5125 | 0.5125 | 0.024493 | 0.10269 | 0.10262 | 0.11053 | 0.10118
7: Mooring line nonfunctional | 0.029771 | 0.067841 | 0.013605 | 0.0054261 | 0.017239 | 0.20339 | 0.00098657 | 0.0039804 | 0.00098657 | 0.091392 | 0.00098657 | 0.00099901 | 0.027271 | 0.041619 | 0.032341 | 0.013385 | 0.013385 | 0.013548 | 0.013548 | 0 | 0.02727 | 0.055539 | 0.055079 | 0.019516 | 0.0098657 | 0.020879 | 0.22838 | 0.28227 | 0.53247 | 0.12599 | 0.0098657 | 0.0098657 | 0.0098657 | 0.029189 | 0.029936 | 0.029189 | 0.029936 | 0.029189 | 0.015281 | 0.014791 | 0.32342 | 0.09153 | 0.024587 | 0.024587 | 0.066501 | 0.024963 | 0.14943 | 0.029771 | 0.067841 | 0.013605 | 0.0054261 | 0.017239 | 0.20339 | 0.00098657 | 0.0034716 | 0.00098657 | 0.091392 | 0.00098657 | 0.00099901 | 0.028291 | 0.034946 | 0.032341 | 0.056333 | 0.028504 | 0.040697 | 0.040697 | 0 | 0.027161 | 0.055539 | 0.055079 | 0.019516 | 0.0098657 | 0.020879 | 0.22838 | 0.28227 | 0.53247 | 0.12599 | 0.0098657 | 0.0098657 | 0.0098657 | 0.014789 | 0.015279 | 0.014789 | 0.015279 | 0.014789 | 0.015154 | 0.014671 | 0.32342 | 0.089371 | 0.024587 | 0.024587 | 0.064239 | 0.024963 | 0.14662 | 0.029771 | 0.067841 | 0.013605 | 0.0054261 | 0.017239 | 0.20339 | 0.00098657 | 0.0039804 | 0.00098657 | 0.091392 | 0.00098657 | 0.00099901 | 0.027271 | 0.041619 | 0.032341 | 0.013385 | 0.013385 | 0.013548 | 0.013548 | 0 | 0.02727 | 0.055539 | 0.055079 | 0.019516 | 0.0098657 | 0.020879 | 0.22838 | 0.28227 | 0.53247 | 0.12599 | 0.0098657 | 0.0098657 | 0.0098657 | 0.029189 | 0.029936 | 0.029189 | 0.029936 | 0.029189 | 0.015281 | 0.014791 | 0.32342 | 0.09153 | 0.024587 | 0.024587 | 0.066501 | 0.024963 | 0.14943 | 0.02975 | 0.068236 | 0.013605 | 0.0054612 | 0.017375 | 0.20599 | 0.00099294 | 0.0034875 | 0.00099294 | 0.092507 | 0.00099294 | 0.000999 | 0.028297 | 0.034952 | 0.032334 | 0.056649 | 0.028632 | 0.040884 | 0.040884 | 0 | 0.02716 | 0.055862 | 0.055399 | 0.019514 | 0.0098657 | 0.020978 | 0.2313 | 0.2859 | 0.5394 | 0.12756 | 0.0099294 | 0.0099294 | 0.0099294 | 0.014894 | 0.01539 | 0.014894 | 0.01539 | 0.014894 | 0.015153 | 0.01467 | 0.32759 | 0.089661 | 0.024821 | 0.024821 | 0.064393 | 0.024963 | 0.14676 | 0.02975 | 0.068236 | 0.013605 | 0.0054612 | 0.017375 | 0.20599 | 0.00099294 | 0.0039963 | 0.00099294 | 0.092507 | 0.00099294 | 0.000999 | 0.00051366 | 0.041709 | 0.032334 | 0.013559 | 0.013559 | 0.013548 | 0.013548 | 0 | 0.027268 | 0.055862 | 0.055399 | 0.019514 | 0.0098657 | 0.020978 | 0.2313 | 0.2859 | 0.5394 | 0.12756 | 0.0099294 | 0.0099294 | 0.0099294 | 0.015651 | 0.016164 | 0.015651 | 0.016164 | 0.015651 | 0.015279 | 0.01479 | 0.32759 | 0.091845 | 0.024821 | 0.024821 | 0.066682 | 0.024963 | 0.1496 | 0.03132 | 0.50975 | 0.00050681 | 0.0027875 | 0.0069317 | 0.0082261 | 0.00050681 | 0.5005 | 0.00050681 | 0.0074473 | 0.00050681 | 0.00099925 | 0.51366 | 0.51698 | 0.021873 | 0.50688 | 0.50687 | 0.026433 | 0.026433 | 0 | 0.023708 | 0.51025 | 0.51025 | 0.019684 | 0.0099294 | 0.47823 | 0.0083998 | 0.0087745 | 0.010514 | 0.0076879 | 0.0050681 | 0.0050681 | 0.0050681 | 0.0069147 | 0.0069181 | 0.0069147 | 0.0069181 | 0.0069147 | 0.01113 | 0.010883 | 0.0090606 | 0.44068 | 0.0069828 | 0.0069828 | 0.36486 | 0.024975 | 0.44721 | 0.03132 | 0.50975 | 0.00050681 | 0.0027875 | 0.0069317 | 0.0082261 | 0.00050681 | 0.5005 | 0.00050681 | 0.0074473 | 0.00050681 | 0.00099925 | 0.00051366 | 0.51698 | 0.021873 | 0.0070628 | 0.0070628 | 0.46928 | 0.46824 | 0 | 0.027315 | 0.51025 | 0.51025 | 0.019684 | 0.0099294 | 0.47823 | 0.0083998 | 0.0087745 | 0.010514 | 0.0076879 | 0.0050681 | 0.0050681 | 0.0050681 | 0.5075 | 0.50775 | 0.5075 | 0.50775 | 0.5075 | 0.015334 | 0.014841 | 0.0090606 | 0.44068 | 0.0069828 | 0.0069828 | 0.36486 | 0.024975 | 0.44721 | 0.50975 | 0.010659 | 0.00050681 | 0.50275 | 0.50875 | 0.60375 | 0.00050688 | 0.00050688 | 0.0005005 | 0.0075156 | 0.00054659 | 0.0005005 | 0.51366 | 0.51698 | 0.010598 | 0.0069695 | 0.50687 | 1 | 0.0069816 | 0 | 0.020137 | 0.51025 | 0.51025 | 0.44761 | 0.0050681 | 0.47823 | 0.6165 | 0.644 | 0.77169 | 0.56425 | 0.0054659 | 0.0054659 | 0.505 | 0.5075 | 0.0069816 | 0.5075 | 0.50775 | 0.0069781 | 0.0069816 | 0.0069781 | 0.665 | 0.5125 | 0.5125 | 0.5125 | 0.5125 | 0.5125 | 0.5525 | 0.03132 | 0.50975 | 0.00050681 | 0.0027875 | 0.0069317 | 0.0082261 | 0.00050681 | 0.5005 | 0.00050681 | 0.0074473 | 0.00050681 | 0.00099925 | 0.00051366 | 0.51698 | 0.021873 | 0.0070628 | 0.0070628 | 0.46928 | 0.46824 | 0 | 0.027315 | 0.51025 | 0.51025 | 0.019684 | 0.0099294 | 0.47823 | 0.0083998 | 0.0087745 | 0.010514 | 0.0076879 | 0.0050681 | 0.0050681 | 0.0050681 | 0.5075 | 0.50775 | 0.5075 | 0.50775 | 0.5075 | 0.015334 | 0.014841 | 0.0090606 | 0.44068 | 0.0069828 | 0.0069828 | 0.36486 | 0.024975 | 0.44721 | 0.03132 | 0.50975 | 0.00050681 | 0.0027875 | 0.0069317 | 0.0082261 | 0.00050681 | 0.5005 | 0.00050681 | 0.0074473 | 0.00050681 | 0.00099925 | 0.51366 | 0.51698 | 0.021873 | 0.50688 | 0.50687 | 0.026433 | 0.026433 | 0 | 0.023708 | 0.51025 | 0.51025 | 0.019684 | 0.0099294 | 0.47823 | 0.0083998 | 0.0087745 | 0.010514 | 0.0076879 | 0.0050681 | 0.0050681 | 0.0050681 | 0.0069147 | 0.0069181 | 0.0069147 | 0.0069181 | 0.0069147 | 0.01113 | 0.010883 | 0.0090606 | 0.44068 | 0.0069828 | 0.0069828 | 0.36486 | 0.024975 | 0.44721 | 0.123 | 0.068874
7: Shared line nonfunctional | 0.029771 | 0.067841 | 0.013605 | 0.0054261 | 0.017239 | 0.20339 | 0.00098657 | 0.0034716 | 0.00098657 | 0.091392 | 0.00098657 | 0.00099901 | 0.027271 | 0.041706 | 0.032341 | 0.013565 | 0.013565 | 0.047247 | 0.040697 | 0 | 0.027268 | 0.055539 | 0.055079 | 0.019516 | 0.0098657 | 0.020879 | 0.22838 | 0.28227 | 0.53247 | 0.12599 | 0.0098657 | 0.0098657 | 0.0098657 | 0.014789 | 0.015279 | 0.014789 | 0.015279 | 0.014789 | 0.015279 | 0.014789 | 0.32342 | 0.091558 | 0.024587 | 0.024587 | 0.06653 | 0.024963 | 0.14946 | 0.029771 | 0.067841 | 0.013605 | 0.0054261 | 0.017239 | 0.20339 | 0.00098657 | 0.0039804 | 0.00098657 | 0.091392 | 0.00098657 | 0.00099901 | 0.027271 | 0.041698 | 0.032341 | 0.013548 | 0.049029 | 0.013548 | 0.013548 | 0 | 0.027013 | 0.055539 | 0.055079 | 0.019516 | 0.0098657 | 0.020879 | 0.22838 | 0.28227 | 0.53247 | 0.12599 | 0.0098657 | 0.0098657 | 0.0098657 | 0.014789 | 0.015279 | 0.014789 | 0.015279 | 0.014789 | 0.014981 | 0.014509 | 0.32342 | 0.091555 | 0.024587 | 0.024587 | 0.066527 | 0.024963 | 0.14946 | 0.029771 | 0.067841 | 0.013605 | 0.0054261 | 0.017239 | 0.20339 | 0.00098657 | 0.0034716 | 0.00098657 | 0.091392 | 0.00098657 | 0.00099901 | 0.027271 | 0.034946 | 0.032341 | 0.063794 | 0.035999 | 0.040697 | 0.040697 | 0 | 0.027107 | 0.055539 | 0.055079 | 0.019516 | 0.0098657 | 0.020879 | 0.22838 | 0.28226 | 0.53247 | 0.12599 | 0.0098657 | 0.0098657 | 0.0098657 | 0.014789 | 0.015279 | 0.014789 | 0.015279 | 0.014789 | 0.015091 | 0.014612 | 0.32341 | 0.089371 | 0.024587 | 0.024587 | 0.064239 | 0.024963 | 0.14662 | 0.039034 | 0.017866 | 0.013605 | 0.0054261 | 0.033259 | 0.25924 | 0.00098651 | 0.00099901 | 0.00098657 | 0.091388 | 0.0020441 | 0.00099848 | 0.027284 | 0.041232 | 0.032905 | 0.013565 | 0.013565 | 0.027243 | 0.013548 | 0 | 0.027268 | 0.031056 | 0.031056 | 0.019516 | 0.0098657 | 0.027585 | 0.22838 | 0.28226 | 0.53247 | 0.12599 | 0.025477 | 0.025477 | 0.0098657 | 0.035786 | 0.043025 | 0.035786 | 0.036529 | 0.035786 | 0.015279 | 0.014789 | 0.32341 | 0.069505 | 0.024587 | 0.024587 | 0.055027 | 0.041365 | 0.13901 | 0.03132 | 0.038604 | 0.013612 | 0.0027875 | 0.0069317 | 0.0082261 | 0.00050681 | 0.0027793 | 0.00050681 | 0.0074473 | 0.00050681 | 0.00099925 | 0.041461 | 0.041266 | 0.032897 | 0.0136 | 0.032124 | 0.0136 | 0.0136 | 0 | 0.027135 | 0.03139 | 0.031143 | 0.019684 | 0.0098657 | 0.013686 | 0.0083998 | 0.0087745 | 0.010514 | 0.0076879 | 0.0050681 | 0.0050681 | 0.0050681 | 0.0069147 | 0.0069181 | 0.0069147 | 0.0069181 | 0.0069147 | 0.015123 | 0.014642 | 0.0090606 | 0.069709 | 0.0069828 | 0.0069828 | 0.05508 | 0.024975 | 0.13907 | 0.03132 | 0.038604 | 0.013612 | 0.0027875 | 0.0069317 | 0.0082261 | 0.00050681 | 0.0027793 | 0.00050681 | 0.0074473 | 0.00050681 | 0.00099925 | 0.00051366 | 0.038113 | 0.032897 | 0.0070628 | 0.0070628 | 0.0136 | 0.0136 | 0 | 0.027315 | 0.03139 | 0.031143 | 0.019684 | 0.0098657 | 0.013686 | 0.0083998 | 0.0087745 | 0.010514 | 0.0076879 | 0.0050681 | 0.0050681 | 0.0050681 | 0.5075 | 0.50775 | 0.5075 | 0.50775 | 0.5075 | 0.015334 | 0.014841 | 0.0090606 | 0.068637 | 0.0069828 | 0.0069828 | 0.053984 | 0.024975 | 0.13771 | 0.50975 | 0.010659 | 0.00050681 | 0.50275 | 0.50875 | 0.60375 | 0.00050688 | 0.0005005 | 0.5005 | 0.0075156 | 0.00054659 | 0.0005005 | 0.0070628 | 0.51698 | 0.010598 | 0.0069695 | 0.0069695 | 0.0069695 | 0.47045 | 0 | 0.020137 | 0.51025 | 0.51025 | 0.44761 | 0.0050681 | 0.47823 | 0.6165 | 0.644 | 0.77169 | 0.56425 | 0.505 | 0.505 | 0.505 | 0.5075 | 0.50775 | 0.5075 | 0.50775 | 0.5075 | 0.0069816 | 0.0069781 | 0.665 | 0.5125 | 0.5125 | 0.5125 | 0.5125 | 0.5125 | 0.5525 | 0.50975 | 0.010659 | 0.00050681 | 0.50275 | 0.50875 | 0.60375 | 0.00050688 | 0.0005005 | 0.5005 | 0.0075156 | 0.00054659 | 0.0005005 | 0.0070628 | 0.51698 | 0.010598 | 0.0069695 | 0.0069695 | 0.0069695 | 1 | 0 | 0.020137 | 0.51025 | 0.51025 | 0.44761 | 0.0050681 | 0.47823 | 0.6165 | 0.644 | 0.77169 | 0.56425 | 0.505 | 0.505 | 0.505 | 0.5075 | 0.50775 | 0.5075 | 0.50775 | 0.5075 | 0.0069816 | 0.0069781 | 0.665 | 0.5125 | 0.5125 | 0.5125 | 0.5125 | 0.5125 | 0.5525 | 0.025187 | 0.010659 | 0.00050681 | 0.45337 | 0.50875 | 0.60375 | 0.00050688 | 0.0005005 | 0.5005 | 0.0075156 | 0.00054659 | 0.00099923 | 0.0070628 | 0.51698 | 0.010598 | 0.0069695 | 0.0069695 | 0.0069695 | 0.47045 | 0 | 0.020137 | 0.51025 | 0.51025 | 0.44761 | 0.0050681 | 0.47823 | 0.6165 | 0.644 | 0.77169 | 0.56425 | 0.505 | 0.505 | 0.505 | 0.5075 | 0.50775 | 0.5075 | 0.50775 | 0.5075 | 0.0069816 | 0.0069781 | 0.665 | 0.5125 | 0.5125 | 0.5125 | 0.5125 | 0.5125 | 0.5525 | 0.03132 | 0.038604 | 0.013612 | 0.0027875 | 0.0069317 | 0.0082261 | 0.00050681 | 0.0027793 | 0.00050681 | 0.0074473 | 0.00050681 | 0.00099925 | 0.00051366 | 0.038113 | 0.032897 | 0.0070628 | 0.0070628 | 0.0136 | 0.0136 | 0 | 0.027315 | 0.03139 | 0.031143 | 0.019684 | 0.0098657 | 0.013686 | 0.0083998 | 0.0087745 | 0.010514 | 0.0076879 | 0.0050681 | 0.0050681 | 0.0050681 | 0.5075 | 0.50775 | 0.5075 | 0.50775 | 0.5075 | 0.015334 | 0.014841 | 0.0090606 | 0.068637 | 0.0069828 | 0.0069828 | 0.053984 | 0.024975 | 0.13771 | 0.14292 | 0.12189
7: Excess Anchor Loads | 0 | 0 | 0 | 0 | 0 | 0 | 0 | 0 | 0 | 0 | 0 | 0 | 0 | 0 | 0 | 0 | 0 | 0 | 0 | 0 | 0 | 0 | 0 | 0 | 0 | 0 | 0 | 0 | 0 | 0 | 0 | 0 | 0 | 0 | 0 | 0 | 0 | 0 | 0 | 0 | 0 | 0 | 0 | 0 | 0 | 0 | 0 | 0 | 0 | 0 | 0 | 0 | 0 | 0 | 0 | 0 | 0 | 0 | 0 | 0 | 0 | 0 | 0 | 0 | 0 | 0 | 0 | 0 | 0 | 0 | 0 | 0 | 0 | 0 | 0 | 0 | 0 | 0 | 0 | 0 | 0 | 0 | 0 | 0 | 0 | 0 | 0 | 0 | 0 | 0 | 0 | 0 | 0 | 0 | 0 | 0 | 0 | 0 | 0 | 0 | 0 | 0 | 0 | 0 | 0 | 0 | 0 | 0 | 0 | 0 | 0 | 0 | 0 | 0 | 0 | 0 | 0 | 0 | 0 | 0 | 0 | 0 | 0 | 0 | 0 | 0 | 0 | 0 | 0 | 0 | 0 | 0 | 0 | 0 | 0 | 0 | 0 | 0 | 0 | 0 | 0 | 0 | 0 | 0 | 0 | 0 | 0 | 0 | 0 | 0 | 0 | 0 | 0 | 0 | 0 | 0 | 0 | 0 | 0 | 0 | 0 | 0 | 0 | 0 | 0 | 0 | 0 | 0 | 0 | 0 | 0 | 0 | 0 | 0 | 0 | 0 | 0 | 0 | 0 | 0 | 0 | 0 | 0 | 0 | 0 | 0 | 0 | 0 | 0 | 0 | 0 | 0 | 0 | 0 | 0 | 0 | 0 | 0 | 0 | 0 | 0 | 0 | 0 | 0 | 0 | 0 | 0 | 0 | 0 | 0 | 0 | 0 | 0 | 0 | 0 | 0 | 0 | 0 | 0 | 0 | 0 | 0 | 0 | 0 | 0 | 0 | 0 | 0 | 0 | 0 | 0 | 0 | 0 | 0 | 0 | 0 | 0 | 0 | 0 | 0 | 0 | 0 | 0 | 0 | 0 | 0 | 0 | 0 | 0 | 0 | 0 | 0 | 0 | 0 | 0 | 0 | 0 | 0 | 0 | 0 | 0 | 0 | 0 | 0 | 0 | 0 | 0 | 0 | 0 | 0 | 0 | 0 | 0 | 0 | 0 | 0 | 0 | 0 | 0 | 0 | 0 | 0 | 0 | 0 | 0 | 0 | 0 | 0 | 0 | 0 | 0 | 0 | 0 | 0 | 0 | 0 | 0 | 0 | 0 | 0 | 0 | 0 | 0 | 0 | 0 | 0 | 0 | 0 | 0 | 0 | 0 | 0 | 0 | 0 | 0 | 0 | 0 | 0 | 0 | 0 | 0 | 0 | 0 | 0 | 0 | 0 | 0 | 0 | 0 | 0 | 0 | 0 | 0 | 0 | 0 | 0 | 0 | 0 | 0 | 0 | 0 | 0 | 0 | 0 | 0 | 0 | 0 | 0 | 1 | 0 | 0 | 0 | 0 | 0 | 0 | 0 | 0 | 0 | 0 | 0 | 0 | 0 | 0 | 0 | 0 | 0 | 0 | 0 | 0 | 0 | 0 | 0 | 0 | 0 | 0 | 0 | 0 | 0 | 0 | 0 | 0 | 0 | 0 | 0 | 0 | 0 | 0 | 0 | 0 | 0 | 0 | 0 | 0 | 0 | 0 | 0 | 0 | 0 | 0 | 0 | 0 | 0 | 0 | 0 | 0 | 0 | 0 | 0 | 0 | 0 | 0 | 0 | 0 | 0 | 0 | 0 | 0 | 0 | 0 | 0 | 0 | 0 | 0 | 0 | 0 | 0 | 0 | 0 | 0 | 0 | 0 | 0 | 0 | 0 | 0 | 0 | 0 | 0 | 0 | 0 | 0 | 0 | 0 | 0 | 0 | 0 | 0 | 0 | 0 | 0 | 0 | 0 | 0 | 0 | 0 | 0 | 0 | 0 | 0 | 0 | 0 | 0 | 0 | 0 | 0 | 0 | 0 | 0 | 0 | 0 | 0.0021277 | 0.0021277
7: Anchor dragging | 0.029771 | 0.067841 | 0.013605 | 0.0054261 | 0.017239 | 0.20339 | 0.00098657 | 0.0034716 | 0.00098657 | 0.091392 | 0.00098657 | 0.00099901 | 0.027271 | 0.034946 | 0.032341 | 0.070417 | 0.035999 | 0.047258 | 0.047258 | 0 | 0.027107 | 0.055539 | 0.055079 | 0.019516 | 0.0098657 | 0.020879 | 0.22838 | 0.28227 | 0.53247 | 0.12599 | 0.0098657 | 0.0098657 | 0.0098657 | 0.014789 | 0.015279 | 0.014789 | 0.015279 | 0.014789 | 0.015091 | 0.014612 | 0.32342 | 0.089371 | 0.024587 | 0.024587 | 0.064239 | 0.024963 | 0.14662 | 0.039034 | 0.017866 | 0.013605 | 0.0054261 | 0.033257 | 0.25924 | 0.00098654 | 0.00099901 | 0.00098657 | 0.091392 | 0.0020439 | 0.00099848 | 0.027271 | 0.041232 | 0.032905 | 0.013565 | 0.013565 | 0.027221 | 0.013548 | 0 | 0.027268 | 0.031056 | 0.031056 | 0.019516 | 0.0098657 | 0.027584 | 0.22838 | 0.28227 | 0.53247 | 0.12599 | 0.025475 | 0.025475 | 0.0098657 | 0.035779 | 0.043019 | 0.035779 | 0.036522 | 0.035779 | 0.015279 | 0.014789 | 0.32342 | 0.069506 | 0.024587 | 0.024587 | 0.055028 | 0.041365 | 0.13901 | 0.029771 | 0.067841 | 0.013605 | 0.0054261 | 0.017239 | 0.20339 | 0.00098657 | 0.0039804 | 0.00098657 | 0.091392 | 0.00098657 | 0.00099901 | 0.042091 | 0.041698 | 0.032341 | 0.013548 | 0.048059 | 0.013548 | 0.013548 | 0 | 0.02702 | 0.055539 | 0.055079 | 0.019516 | 0.0098657 | 0.020879 | 0.22838 | 0.28227 | 0.53247 | 0.12599 | 0.0098657 | 0.0098657 | 0.0098657 | 0.014789 | 0.015279 | 0.014789 | 0.015279 | 0.014789 | 0.014989 | 0.014516 | 0.32342 | 0.091555 | 0.024587 | 0.024587 | 0.066527 | 0.024963 | 0.14946 | 0.02977 | 0.067856 | 0.013605 | 0.0054274 | 0.017244 | 0.20349 | 0.00098681 | 0.003981 | 0.00098681 | 0.091434 | 0.00098681 | 0.00099901 | 0.027271 | 0.04836 | 0.032341 | 0.027375 | 0.013385 | 0.013549 | 0.013549 | 0 | 0.02727 | 0.055551 | 0.055091 | 0.019516 | 0.0098657 | 0.020883 | 0.22849 | 0.2824 | 0.53273 | 0.12605 | 0.0098681 | 0.0098681 | 0.0098681 | 0.028953 | 0.029699 | 0.028953 | 0.029699 | 0.028953 | 0.015281 | 0.014791 | 0.32357 |  | 0.024596 | 0.024596 | 0.068791 | 0.024963 | 0.15227 | 0.038495 | 0.017862 | 0.013605 | 0.0054261 | 0.026632 | 0.25402 | 0.00098973 | 0.00099901 | 0.00098657 | 0.091951 | 0.000916 | 0.00099904 | 0.026983 | 0.041255 | 0.032904 | 0.013609 | 0.013609 | 0.013564 | 0.013548 | 0 | 0.027268 | 0.031113 | 0.031113 | 0.019516 | 0.0098657 | 0.025167 | 0.22838 | 0.28226 | 0.53247 | 0.12599 | 0.020212 | 0.020212 | 0.0098657 | 0.029116 | 0.036468 | 0.029116 | 0.02986 | 0.029116 | 0.015279 | 0.014789 | 0.32341 | 0.069565 | 0.024587 | 0.024587 | 0.055062 | 0.04086 | 0.13905 | 0.03132 | 0.11836 | 0.013117 | 0.0027875 | 0.0069317 | 0.0082261 | 0.038207 | 0.00098973 | 0.00050681 | 0.54659 | 0.00050681 | 0.00099925 | 0.034357 | 0.033549 | 0.030794 | 0.0069781 | 0.02075 | 0.0069781 | 0.0069781 | 0 | 0.027217 | 0.12273 | 0.1225 | 0.019684 | 0.0098681 | 0.013686 | 0.0083998 | 0.0087745 | 0.010514 | 0.0076879 | 0.0050681 | 0.0050681 | 0.0050681 | 0.0069147 | 0.50775 | 0.0069147 | 0.0069181 | 0.5075 | 0.015219 | 0.014733 | 0.0090606 | 0.024185 | 0.0069828 | 0.0069828 | 0.024185 | 0.024975 | 0.10038 | 0.058565 | 0.018532 | 0.013612 | 0.0027875 | 0.50875 | 0.60375 | 0.00050688 | 0.00099925 | 0.00050681 | 0.0075156 | 0.039206 | 0.00097994 | 0.00051366 | 0.037821 | 0.033101 | 0.0069695 | 0.0069695 | 0.013609 | 0.471 | 0 | 0.027316 | 0.022548 | 0.022548 | 0.019684 | 0.0098657 | 0.22307 | 0.0083998 | 0.0087745 | 0.010514 | 0.0076879 | 0.39419 | 0.39419 | 0.0050681 | 0.5075 | 0.50775 | 0.5075 | 0.50775 | 0.5075 | 0.015335 | 0.014842 | 0.0090606 | 0.060511 | 0.0069828 | 0.0069828 | 0.049815 | 0.054926 | 0.1339 | 0.11482 | 0.11463 | 0.00050681 | 0.0027775 | 0.50875 | 0.60375 | 0.00051025 | 0.5005 | 0.000505 | 0.54659 | 0.06789 | 0.00096562 | 0.0070628 | 0.0071085 | 0.0071085 | 0.0069695 | 0.0069695 | 0.50688 | 0.0069816 | 0 | 1 | 0.010598 | 0.010598 | 0.51 | 0.0050681 | 0.0060375 | 0.6165 | 0.644 | 0.77169 | 0.56425 | 0.0050688 | 0.0050688 | 0.37335 | 0.5075 | 0.0069816 | 0.5075 | 0.50775 | 0.0069781 | 0.0069816 | 0.0069781 | 0.665 | 0.012925 | 0.012925 | 0.012925 | 0.012925 | 0.010506 | 0.018767 | 0.076172 | 0.018532 | 0.00050681 | 0.40099 | 0.00050875 | 0.00060375 | 0.00051025 | 0.0005005 | 0.5005 | 0.0075156 | 0.076871 | 0.00096114 | 0.51366 | 0.00051698 | 0.010598 | 0.00050688 | 0.00050688 | 0.0069695 | 0.47045 | 0 | 0.020137 | 0.00051025 | 0.00051025 | 0.39148 | 0.0050681 | 0.47823 | 0.6165 | 0.644 | 0.77169 | 0.56425 | 0.505 | 0.505 | 0.505 | 0.5075 | 0.50775 | 0.5075 | 0.50775 | 0.5075 | 0.0069816 | 0.0069781 | 0.665 | 0.5125 | 0.5125 | 0.5125 | 0.5125 | 0.010506 | 0.5525 | 0.03132 | 0.11836 | 0.013117 | 0.0027875 | 0.0069317 | 0.0082261 | 0.038207 | 0.00098973 | 0.00050681 | 0.54659 | 0.00050681 | 0.00099925 | 0.00051366 | 0.033549 | 0.030794 | 0.0069781 | 0.26551 | 0.0069781 | 0.0069781 | 0 | 0.025452 | 0.12273 | 0.1225 | 0.019684 | 0.0098681 | 0.013686 | 0.0083998 | 0.0087745 | 0.010514 | 0.0076879 | 0.0050681 | 0.0050681 | 0.0050681 | 0.5075 | 0.50775 | 0.5075 | 0.50775 | 0.5075 | 0.01316 | 0.012794 | 0.0090606 | 0.024185 | 0.0069828 | 0.0069828 | 0.024185 | 0.024975 | 0.10038 | 0.10597 | 0.058427
7: Change in cable profile | 0.029771 |  | 0.013605 | 0.0054261 | 0.017239 | 0.20339 | 0.00098657 | 0.0034208 | 0.00098657 | 0.091392 | 0.00098657 | 0.00099901 | 0.027271 | 0.056229 | 0.032341 | 0.043707 | 0.043707 | 0.013548 | 0.013548 | 0 | 0.027051 | 0.055539 | 0.055079 | 0.019516 | 0.0098657 | 0.020879 | 0.22838 | 0.28227 | 0.53247 | 0.12599 | 0.0098657 | 0.0098657 | 0.0098657 | 0.029189 | 0.029936 | 0.029189 | 0.029936 | 0.029189 | 0.015026 | 0.014551 | 0.32342 |  | 0.024587 | 0.024587 |  | 0.024963 |  | 0.029771 | 0.067841 | 0.013605 | 0.0054261 | 0.017239 | 0.20339 | 0.00098657 | 0.0034716 | 0.00098657 | 0.091392 | 0.00098657 | 0.00099901 | 0.028776 | 0.034946 | 0.032341 | 0.062625 | 0.0351 | 0.047303 | 0.047303 | 0 | 0.027113 | 0.055539 | 0.055079 | 0.019516 | 0.0098657 | 0.020879 | 0.22838 | 0.28227 | 0.53247 | 0.12599 | 0.0098657 | 0.0098657 | 0.0098657 | 0.014789 | 0.015279 | 0.014789 | 0.015279 | 0.014789 | 0.015098 | 0.014619 | 0.32342 | 0.089371 | 0.024587 | 0.024587 | 0.064239 | 0.024963 | 0.14662 | 0.029771 |  | 0.013605 | 0.0054261 | 0.017239 | 0.20339 | 0.00098657 |  | 0.00098657 | 0.091392 | 0.00098657 | 0.00099901 | 0.027271 | 0.047957 | 0.032341 | 0.02654 | 0.013385 | 0.013561 | 0.013561 | 0 | 0.02727 | 0.055539 | 0.055079 | 0.019516 | 0.0098657 | 0.020879 | 0.22838 | 0.28226 | 0.53247 | 0.12599 | 0.0098657 | 0.0098657 | 0.0098657 | 0.029191 | 0.029937 | 0.029191 | 0.029937 | 0.029191 | 0.015281 | 0.014791 | 0.32342 |  | 0.024587 | 0.024587 |  | 0.024963 |  | 0.029771 | 0.067841 | 0.013605 | 0.0054261 | 0.017239 | 0.20339 | 0.00098657 | 0.0034716 | 0.00098657 | 0.091392 | 0.00098657 | 0.00099901 | 0.028666 | 0.034946 | 0.032341 | 0.062631 | 0.035106 | 0.040697 | 0.040697 | 0 | 0.027113 | 0.055539 | 0.055079 | 0.019516 | 0.0098657 | 0.020879 | 0.22838 | 0.28226 | 0.53247 | 0.12599 | 0.0098657 | 0.0098657 | 0.0098657 | 0.014789 | 0.015279 | 0.014789 | 0.015279 | 0.014789 | 0.015098 | 0.014619 | 0.32341 | 0.089371 | 0.024587 | 0.024587 | 0.064239 | 0.024963 | 0.14662 | 0.02975 | 0.061796 | 0.013608 | 0.0054612 | 0.017375 | 0.20599 | 0.00075962 | 0.0038813 | 0.00099294 | 0.051713 | 0.00099294 | 0.000999 | 0.027284 | 0.15756 | 0.032449 | 0.25417 | 0.25417 | 0.013574 | 0.013574 | 0 | 0.025534 | 0.050872 | 0.050407 | 0.019514 | 0.0098657 | 0.020978 | 0.2313 | 0.2859 | 0.5394 | 0.12756 | 0.0099294 | 0.0099294 | 0.0099294 | 0.022841 | 0.023594 | 0.022841 | 0.023594 | 0.022841 | 0.013255 | 0.012884 | 0.32759 |  | 0.024821 | 0.024821 |  | 0.024963 |  | 0.03132 | 0.038604 | 0.013612 | 0.0027875 | 0.0069317 | 0.0082261 | 0.00050681 | 0.0022757 | 0.00050681 | 0.0074473 | 0.00050681 | 0.00099925 | 0.51366 | 0.034483 | 0.032897 | 0.5068 | 0.018784 | 0.48021 | 0.48021 | 0 | 0.027231 | 0.03139 | 0.031143 | 0.019684 | 0.0098657 | 0.013686 | 0.0083998 | 0.0087745 | 0.010514 | 0.0076879 | 0.0050681 | 0.0050681 | 0.0050681 | 0.0069147 | 0.0069181 | 0.0069147 | 0.0069181 | 0.0069147 | 0.015235 | 0.014748 | 0.0090606 | 0.067402 | 0.0069828 | 0.0069828 | 0.052723 | 0.024975 | 0.13614 | 0.03132 | 0.038614 | 0.00050681 | 0.0027875 | 0.0069317 | 0.0082261 | 0.00050688 | 0.5005 | 0.00050681 | 0.0075156 | 0.00050681 | 0.00099925 | 0.00051366 | 0.51698 | 0.021873 | 0.50688 | 0.50688 | 0.48806 | 0.46824 | 0 | 0.023708 | 0.51025 | 0.51025 | 0.019684 | 0.0099294 | 0.013686 | 0.0083998 | 0.0087745 | 0.010514 | 0.0076879 | 0.0050681 | 0.0050681 | 0.0050681 | 0.5075 | 0.50775 | 0.5075 | 0.50775 | 0.5075 | 0.01113 | 0.010883 | 0.0090606 | 0.44068 | 0.0069828 | 0.0069828 | 0.36486 | 0.024975 | 0.44721 | 0.033846 | 0.34767 | 0.00050681 | 0.0027875 | 0.50875 | 0.015094 | 0.00051025 | 0.0005005 | 0.5005 | 0.54659 | 0.00050681 | 0.00099925 | 0.51366 | 0.010598 | 0.010598 | 0.0071085 | 0.50687 | 0.50687 | 0.50687 | 0 | 0.50687 | 1 | 0.01046 | 0.01025 | 0.0050681 | 0.0060375 | 0.0083998 | 0.0087745 | 0.010514 | 0.0076879 | 0.505 | 0.505 | 0.0050681 | 0.0077548 | 0.0080133 | 0.0077548 | 0.0080133 | 0.0077548 | 0.0069816 | 0.0069781 | 0.013633 | 0.010506 | 0.010506 | 0.010506 | 0.5125 | 0.010506 | 0.5525 | 0.065918 | 0.36991 | 0.00050681 | 0.40099 | 0.00050875 | 0.00060375 | 0.00051025 | 0.0005005 | 0.5005 | 0.54659 | 0.072908 | 0.00096312 | 0.51366 | 0.00051698 | 0.010598 | 0.00050688 | 0.00050688 | 0.0069695 | 0.47045 | 0 | 0.020137 | 0.00051025 | 0.00051025 | 0.39148 | 0.0050681 | 0.47823 | 0.6165 | 0.644 | 0.77169 | 0.56425 | 0.505 | 0.505 | 0.505 | 0.5075 | 0.50775 | 0.5075 | 0.50775 | 0.5075 | 0.0069816 | 0.0069781 | 0.665 | 0.5125 | 0.5125 | 0.5125 | 0.5125 | 0.010506 | 0.5525 | 0.03132 | 0.038604 | 0.013612 | 0.0027875 | 0.0069317 | 0.0082261 | 0.00050681 | 0.0022757 | 0.00050681 | 0.0074473 | 0.00050681 | 0.00099925 | 0.00051366 | 0.038113 | 0.032897 | 0.0070628 | 0.0070628 | 0.50547 | 0.50526 | 0 | 0.027315 | 0.03139 | 0.031143 | 0.019684 | 0.0098657 | 0.013686 | 0.0083998 | 0.0087745 | 0.010514 | 0.0076879 | 0.0050681 | 0.0050681 | 0.0050681 | 0.5075 | 0.50775 | 0.5075 | 0.50775 | 0.5075 | 0.015334 | 0.014841 | 0.0090606 | 0.068637 | 0.0069828 | 0.0069828 | 0.053984 | 0.024975 | 0.13771 | 0.11059 | 0.11964
7: Excessive load on cable | 0.029771 | 0.067841 | 0.013605 | 0.0054261 | 0.017239 | 0.20339 | 0.00098657 | 0.0039804 | 0.00098657 | 0.091392 | 0.00098657 | 0.00099901 | 0.027271 | 0.041619 | 0.032341 | 0.013385 | 0.013385 | 0.013548 | 0.013548 | 0 | 0.02727 | 0.055539 | 0.055079 | 0.019516 | 0.0098657 | 0.020879 | 0.22838 | 0.28227 | 0.53247 | 0.12599 | 0.0098657 | 0.0098657 | 0.0098657 | 0.029189 | 0.029936 | 0.029189 | 0.029936 | 0.029189 | 0.015281 | 0.014791 | 0.32342 | 0.09153 | 0.024587 | 0.024587 | 0.066501 | 0.024963 | 0.14943 | 0.029771 | 0.067841 | 0.013605 | 0.0054261 | 0.017239 | 0.20339 | 0.00098657 | 0.0034716 | 0.00098657 | 0.091392 | 0.00098657 | 0.00099901 | 0.028291 | 0.034946 | 0.032341 | 0.056333 | 0.028504 | 0.040697 | 0.040697 | 0 | 0.027161 | 0.055539 | 0.055079 | 0.019516 | 0.0098657 | 0.020879 | 0.22838 | 0.28227 | 0.53247 | 0.12599 | 0.0098657 | 0.0098657 | 0.0098657 | 0.014789 | 0.015279 | 0.014789 | 0.015279 | 0.014789 | 0.015154 | 0.014671 | 0.32342 | 0.089371 | 0.024587 | 0.024587 | 0.064239 | 0.024963 | 0.14662 | 0.029771 | 0.067841 | 0.013605 | 0.0054261 | 0.017239 | 0.20339 | 0.00098657 | 0.0039804 | 0.00098657 | 0.091392 | 0.00098657 | 0.00099901 | 0.027271 | 0.041619 | 0.032341 | 0.013385 | 0.013385 | 0.013548 | 0.013548 | 0 | 0.02727 | 0.055539 | 0.055079 | 0.019516 | 0.0098657 | 0.020879 | 0.22838 | 0.28227 | 0.53247 | 0.12599 | 0.0098657 | 0.0098657 | 0.0098657 | 0.029189 | 0.029936 | 0.029189 | 0.029936 | 0.029189 | 0.015281 | 0.014791 | 0.32342 | 0.09153 | 0.024587 | 0.024587 | 0.066501 | 0.024963 | 0.14943 | 0.02975 | 0.068236 | 0.013605 | 0.0054612 | 0.017375 | 0.20599 | 0.00099294 | 0.0034875 | 0.00099294 | 0.092507 | 0.00099294 | 0.000999 | 0.028297 | 0.034952 | 0.032334 | 0.056649 | 0.028632 | 0.040884 | 0.040884 | 0 | 0.02716 | 0.055862 | 0.055399 | 0.019514 | 0.0098657 | 0.020978 | 0.2313 | 0.2859 | 0.5394 | 0.12756 | 0.0099294 | 0.0099294 | 0.0099294 | 0.014894 | 0.01539 | 0.014894 | 0.01539 | 0.014894 | 0.015153 | 0.01467 | 0.32759 | 0.089661 | 0.024821 | 0.024821 | 0.064393 | 0.024963 | 0.14676 | 0.02975 | 0.068236 | 0.013605 | 0.0054612 | 0.017375 | 0.20599 | 0.00099294 | 0.0039963 | 0.00099294 | 0.092507 | 0.00099294 | 0.000999 | 0.00051366 | 0.041709 | 0.032334 | 0.013559 | 0.013559 | 0.013548 | 0.013548 | 0 | 0.027268 | 0.055862 | 0.055399 | 0.019514 | 0.0098657 | 0.020978 | 0.2313 | 0.2859 | 0.5394 | 0.12756 | 0.0099294 | 0.0099294 | 0.0099294 | 0.015651 | 0.016164 | 0.015651 | 0.016164 | 0.015651 | 0.015279 | 0.01479 | 0.32759 | 0.091845 | 0.024821 | 0.024821 | 0.066682 | 0.024963 | 0.1496 | 0.03132 | 0.038604 | 0.00050681 | 0.0027875 | 0.0069317 | 0.0082261 | 0.00050681 | 0.5005 | 0.00050681 | 0.0074473 | 0.00050681 | 0.00099925 | 0.51366 | 0.51698 | 0.021873 | 0.50687 | 0.50688 | 0.026433 | 0.026433 | 0 | 0.023708 | 0.51025 | 0.51025 | 0.019684 | 0.0099294 | 0.47823 | 0.0083998 | 0.0087745 | 0.010514 | 0.0076879 | 0.0050681 | 0.0050681 | 0.0050681 | 0.0069147 | 0.0069181 | 0.0069147 | 0.0069181 | 0.0069147 | 0.01113 | 0.010883 | 0.0090606 | 0.44068 | 0.0069828 | 0.0069828 | 0.36486 | 0.024975 | 0.44721 | 0.03132 | 0.038604 | 0.00050681 | 0.0027875 | 0.0069317 | 0.0082261 | 0.00050681 | 0.5005 | 0.00050681 | 0.0074473 | 0.00050681 | 0.00099925 | 0.00051366 | 0.51698 | 0.021873 | 0.0070628 | 0.0070628 | 0.46928 | 0.46824 | 0 | 0.027315 | 0.51025 | 0.51025 | 0.019684 | 0.0099294 | 0.47823 | 0.0083998 | 0.0087745 | 0.010514 | 0.0076879 | 0.0050681 | 0.0050681 | 0.0050681 | 0.5075 | 0.50775 | 0.5075 | 0.50775 | 0.5075 | 0.015334 | 0.014841 | 0.0090606 | 0.44068 | 0.0069828 | 0.0069828 | 0.36486 | 0.024975 | 0.44721 | 0.033846 | 0.50975 | 0.00050681 | 0.0027875 | 0.00050875 | 0.60375 | 0.00051025 | 0.0005005 | 0.5005 | 0.54659 | 0.00050681 | 0.00099925 | 0.00051366 | 0.00051698 | 0.010598 | 0.00050688 | 0.00050688 | 0.0069695 | 0.47045 | 0 | 0.020137 | 0.51025 | 1 | 0.51 | 0.0050681 | 0.47823 | 0.0083998 | 0.0087745 | 0.010514 | 0.0076879 | 0.505 | 0.505 | 0.0050681 | 0.5075 | 0.50775 | 0.5075 | 0.50775 | 0.5075 | 0.0069816 | 0.0069781 | 0.013633 | 0.010506 | 0.010506 | 0.010506 | 0.010506 | 0.010506 | 0.011326 | 0.065918 | 0.36991 | 0.00050681 | 0.40099 | 0.00050875 | 0.00060375 | 0.00051025 | 0.0005005 | 0.5005 | 0.54659 | 0.072908 | 0.00096312 | 0.51366 | 0.00051698 | 0.010598 | 0.00050688 | 0.00050688 | 0.0069695 | 0.47045 | 0 | 0.020137 | 0.00051025 | 0.00051025 | 0.39148 | 0.0050681 | 0.47823 | 0.6165 | 0.644 | 0.77169 | 0.56425 | 0.505 | 0.505 | 0.505 | 0.5075 | 0.50775 | 0.5075 | 0.50775 | 0.5075 | 0.0069816 | 0.0069781 | 0.665 | 0.5125 | 0.5125 | 0.5125 | 0.5125 | 0.010506 | 0.5525 | 0.03132 | 0.038604 | 0.00050681 | 0.0027875 | 0.0069317 | 0.0082261 | 0.00050681 | 0.5005 | 0.00050681 | 0.0074473 | 0.00050681 | 0.00099925 | 0.00051366 | 0.51698 | 0.021873 | 0.0070628 | 0.0070628 | 0.46928 | 0.46824 | 0 | 0.027315 | 0.51025 | 0.51025 | 0.019684 | 0.0099294 | 0.47823 | 0.0083998 | 0.0087745 | 0.010514 | 0.0076879 | 0.0050681 | 0.0050681 | 0.0050681 | 0.5075 | 0.50775 | 0.5075 | 0.50775 | 0.5075 | 0.015334 | 0.014841 | 0.0090606 | 0.44068 | 0.0069828 | 0.0069828 | 0.36486 | 0.024975 | 0.44721 | 0.12302 | 0.11924
7: Array cable: Loss of connectivity | 0.029771 | 0.067841 | 0.013605 | 0.0054261 | 0.017239 | 0.20339 | 0.00098657 | 0.0034716 | 0.00098657 | 0.091392 | 0.00098657 | 0.00099901 | 0.027271 | 0.034946 | 0.032341 | 0.070417 | 0.035999 | 0.047258 | 0.047258 | 0 | 0.027107 | 0.055539 | 0.055079 | 0.019516 | 0.0098657 | 0.020879 | 0.22838 | 0.28227 | 0.53247 | 0.12599 | 0.0098657 | 0.0098657 | 0.0098657 | 0.014789 | 0.015279 | 0.014789 | 0.015279 | 0.014789 | 0.015091 | 0.014612 | 0.32342 | 0.089371 | 0.024587 | 0.024587 | 0.064239 | 0.024963 | 0.14662 | 0.039034 | 0.017866 | 0.013605 | 0.0054261 | 0.033257 | 0.25924 | 0.00098654 | 0.00099901 | 0.00098657 | 0.091392 | 0.0020439 | 0.00099848 | 0.027271 | 0.041232 | 0.032905 | 0.013565 | 0.013565 | 0.027221 | 0.013548 | 0 | 0.027268 | 0.031056 | 0.031056 | 0.019516 | 0.0098657 | 0.027584 | 0.22838 | 0.28227 | 0.53247 | 0.12599 | 0.025475 | 0.025475 | 0.0098657 | 0.035779 | 0.043019 | 0.035779 | 0.036522 | 0.035779 | 0.015279 | 0.014789 | 0.32342 | 0.069506 | 0.024587 | 0.024587 | 0.055028 | 0.041365 | 0.13901 | 0.029771 | 0.067841 | 0.013605 | 0.0054261 | 0.017239 | 0.20339 | 0.00098657 | 0.0039804 | 0.00098657 | 0.091392 | 0.00098657 | 0.00099901 | 0.048125 | 0.041698 | 0.032341 | 0.013548 | 0.048071 | 0.013548 | 0.013548 | 0 | 0.02702 | 0.055539 | 0.055079 | 0.019516 | 0.0098657 | 0.020879 | 0.22838 | 0.28227 | 0.53247 | 0.12599 | 0.0098657 | 0.0098657 | 0.0098657 | 0.014789 | 0.015279 | 0.014789 | 0.015279 | 0.014789 | 0.014989 | 0.014516 | 0.32342 | 0.091555 | 0.024587 | 0.024587 | 0.066527 | 0.024963 | 0.14946 | 0.029771 | 0.067841 | 0.013605 | 0.0054262 | 0.017239 | 0.2034 | 0.00098657 | 0.0039825 | 0.00098657 | 0.091393 | 0.00098657 | 0.00099901 | 0.027271 | 0.047526 | 0.032341 | 0.025636 | 0.013385 | 0.013574 | 0.013574 | 0 | 0.02727 | 0.055539 | 0.055079 | 0.019516 | 0.0098657 | 0.020879 | 0.22838 | 0.28227 | 0.53248 | 0.12599 | 0.0098657 | 0.0098657 | 0.0098657 | 0.029186 | 0.029932 | 0.029186 | 0.029932 | 0.029186 | 0.015281 | 0.014791 | 0.32342 | 0.093441 | 0.024587 | 0.024587 | 0.068503 | 0.024963 | 0.15191 | 0.028893 | 0.017862 | 0.013605 | 0.016621 | 0.026632 | 0.25402 | 0.00098973 | 0.00099901 | 0.0035244 | 0.091951 | 0.000916 | 0.00099904 | 0.026983 | 0.041255 | 0.032904 | 0.013609 | 0.013609 | 0.013564 | 0.085786 | 0 | 0.027268 | 0.031113 | 0.031113 | 0.10435 | 0.0098657 | 0.025167 | 0.25385 | 0.30843 | 0.56184 | 0.15016 | 0.020212 | 0.020212 | 0.02043 | 0.029116 | 0.036468 | 0.029116 | 0.02986 | 0.029116 | 0.015279 | 0.014789 | 0.38175 | 0.069565 | 0.082211 | 0.082211 | 0.055062 | 0.04086 | 0.13905 | 0.02975 | 0.069491 | 0.013598 | 0.0054612 | 0.017375 | 0.20599 | 0.0015143 | 0.00098973 | 0.00099294 | 0.10045 | 0.00099294 | 0.000999 | 0.51366 | 0.0071085 | 0.032235 | 0.0069781 | 0.50688 | 0.0069781 | 0.0069781 | 0 | 0.023708 | 0.060141 | 0.059681 | 0.019514 | 0.0098657 | 0.020978 | 0.2313 | 0.2859 | 0.5394 | 0.12756 | 0.0099294 | 0.0099294 | 0.0099294 | 0.014894 | 0.0069816 | 0.014894 | 0.01539 | 0.0069781 | 0.01113 | 0.010883 | 0.32759 | 0.024493 | 0.024821 | 0.024821 | 0.024493 | 0.024963 | 0.10262 | 0.02975 | 0.054819 | 0.013612 | 0.0054612 | 0.017375 | 0.20599 | 0.00050688 | 0.0032457 | 0.00099294 | 0.0075156 | 0.00099294 | 0.000999 | 0.00051366 | 0.27928 | 0.032573 | 0.50687 | 0.50687 | 0.27782 | 0.042213 | 0 | 0.023708 | 0.045464 | 0.044996 | 0.019514 | 0.0098657 | 0.020978 | 0.2313 | 0.2859 | 0.5394 | 0.12756 | 0.0099294 | 0.0099294 | 0.0099294 | 0.015651 | 0.016164 | 0.015651 | 0.016164 | 0.015651 | 0.01113 | 0.010883 | 0.32759 |  | 0.024821 | 0.024821 |  | 0.024963 |  | 0.50975 | 0.010659 | 0.00050681 | 0.0027775 | 0.008925 | 0.012075 | 0.00051025 | 0.09951 | 0.000505 | 0.0095654 | 0.00054659 | 0.0005005 | 0.51366 | 0.51698 | 0.010598 | 0.0075156 | 0.0075156 | 0.0069695 | 0.50687 | 0 | 0.50687 | 0.011205 | 0.011205 | 1 | 0.0099294 | 0.47823 | 0.6165 | 0.644 | 0.77169 | 0.56425 | 0.0054659 | 0.0054659 | 0.000505 | 0.5075 | 0.50775 | 0.5075 | 0.50775 | 0.5075 | 0.0069816 | 0.0069781 | 0.665 | 0.5125 | 0.5125 | 0.5125 | 0.010506 | 0.5125 | 0.011326 | 0.034606 | 0.14052 | 0.00050681 | 0.0057603 | 0.00050875 | 0.00060375 | 0.00051025 | 0.0005005 | 0.0012976 | 0.54659 | 0.0010473 | 0.00099898 | 0.51366 | 0.00051698 | 0.033608 | 0.00050688 | 0.00050688 | 0.013652 | 0.25784 | 0 | 0.027362 | 0.00051025 | 0.00051025 | 0.062625 | 0.0099294 | 0.011535 | 0.23581 | 0.29135 | 0.54924 | 0.13027 | 0.010695 | 0.010695 | 0.010473 | 0.15851 | 0.16502 | 0.15851 | 0.16377 | 0.15851 | 0.015389 | 0.014893 | 0.34198 | 0.026393 | 0.027023 | 0.027023 | 0.026007 | 0.024736 | 0.10787 | 0.02975 | 0.069491 | 0.013598 | 0.0054612 | 0.017375 | 0.20599 | 0.0015143 | 0.00098973 | 0.00099294 | 0.10045 | 0.00099294 | 0.000999 | 0.00051366 | 0.0071085 | 0.032235 | 0.0069781 | 0.50687 | 0.0069781 | 0.0069781 | 0 | 0.023708 | 0.060141 | 0.059681 | 0.019514 | 0.0098657 | 0.020978 | 0.2313 | 0.2859 | 0.5394 | 0.12756 | 0.0099294 | 0.0099294 | 0.0099294 | 0.015651 | 0.50775 | 0.015651 | 0.016164 | 0.5075 | 0.01113 | 0.010883 | 0.32759 | 0.024493 | 0.024821 | 0.024821 | 0.024493 | 0.024963 | 0.10262 | 0.091652 | 0.08444
7: Substation/grid interruption | 0.029771 | 0.067841 | 0.013605 | 0.0054261 | 0.017239 | 0.20339 | 0.00098657 | 0.0034716 | 0.00098657 | 0.091392 | 0.00098657 | 0.00099901 | 0.027271 | 0.034946 | 0.032341 | 0.070417 | 0.035999 | 0.047258 | 0.047258 | 0 | 0.027107 | 0.055539 | 0.055079 | 0.019516 | 0.0098657 | 0.020879 | 0.22838 | 0.28227 | 0.53247 | 0.12599 | 0.0098657 | 0.0098657 | 0.0098657 | 0.014789 | 0.015279 | 0.014789 | 0.015279 | 0.014789 | 0.015091 | 0.014612 | 0.32342 | 0.089371 | 0.024587 | 0.024587 | 0.064239 | 0.024963 | 0.14662 | 0.039034 | 0.017866 | 0.013605 | 0.0054261 | 0.033257 | 0.25924 | 0.00098654 | 0.00099901 | 0.00098657 | 0.091392 | 0.0020439 | 0.00099848 | 0.027271 | 0.041232 | 0.032905 | 0.013565 | 0.013565 | 0.027221 | 0.013548 | 0 | 0.027268 | 0.031056 | 0.031056 | 0.019516 | 0.0098657 | 0.027584 | 0.22838 | 0.28227 | 0.53247 | 0.12599 | 0.025475 | 0.025475 | 0.0098657 | 0.035779 | 0.043019 | 0.035779 | 0.036522 | 0.035779 | 0.015279 | 0.014789 | 0.32342 | 0.069506 | 0.024587 | 0.024587 | 0.055028 | 0.041365 | 0.13901 | 0.029771 | 0.067841 | 0.013605 | 0.0054261 | 0.017239 | 0.20339 | 0.00098657 | 0.0039804 | 0.00098657 | 0.091392 | 0.00098657 | 0.00099901 | 0.048125 | 0.041698 | 0.032341 | 0.013548 | 0.048071 | 0.013548 | 0.013548 | 0 | 0.02702 | 0.055539 | 0.055079 | 0.019516 | 0.0098657 | 0.020879 | 0.22838 | 0.28227 | 0.53247 | 0.12599 | 0.0098657 | 0.0098657 | 0.0098657 | 0.014789 | 0.015279 | 0.014789 | 0.015279 | 0.014789 | 0.014989 | 0.014516 | 0.32342 | 0.091555 | 0.024587 | 0.024587 | 0.066527 | 0.024963 | 0.14946 | 0.029771 | 0.067841 | 0.013605 | 0.0054262 | 0.017239 | 0.2034 | 0.00098657 | 0.0039825 | 0.00098657 | 0.091393 | 0.00098657 | 0.00099901 | 0.027271 | 0.047526 | 0.032341 | 0.025636 | 0.013385 | 0.013574 | 0.013574 | 0 | 0.02727 | 0.055539 | 0.055079 | 0.019516 | 0.0098657 | 0.020879 | 0.22838 | 0.28227 | 0.53248 | 0.12599 | 0.0098657 | 0.0098657 | 0.0098657 | 0.029186 | 0.029932 | 0.029186 | 0.029932 | 0.029186 | 0.015281 | 0.014791 | 0.32342 | 0.093441 | 0.024587 | 0.024587 | 0.068503 | 0.024963 | 0.15191 | 0.028893 | 0.017862 | 0.013605 | 0.016621 | 0.026632 | 0.25402 | 0.00098973 | 0.00099901 | 0.0035244 | 0.091951 | 0.000916 | 0.00099904 | 0.026983 | 0.041255 | 0.032904 | 0.013609 | 0.013609 | 0.013564 | 0.085786 | 0 | 0.027268 | 0.031113 | 0.031113 |  | 0.0098657 | 0.025167 | 0.25385 | 0.30843 | 0.56184 | 0.15016 | 0.020212 | 0.020212 | 0.02043 | 0.029116 | 0.036468 | 0.029116 | 0.02986 | 0.029116 | 0.015279 | 0.014789 | 0.38175 | 0.069565 | 0.082211 | 0.082211 | 0.055062 | 0.04086 | 0.13905 | 0.02975 | 0.069491 | 0.013598 | 0.0054612 | 0.017375 | 0.20599 | 0.0015143 | 0.00098973 | 0.00099294 | 0.10045 | 0.00099294 | 0.000999 | 0.51366 | 0.0071085 | 0.032235 | 0.0069781 | 0.50687 | 0.0069781 | 0.0069781 | 0 | 0.023708 | 0.060141 | 0.059681 | 0.019514 | 0.0098657 | 0.020978 | 0.2313 | 0.2859 | 0.5394 | 0.12756 | 0.0099294 | 0.0099294 | 0.0099294 | 0.014894 | 0.0069816 | 0.014894 | 0.01539 | 0.0069781 | 0.01113 | 0.010883 | 0.32759 | 0.024493 | 0.024821 | 0.024821 | 0.024493 | 0.024963 | 0.10262 | 0.02975 | 0.054819 | 0.013612 | 0.0054612 | 0.017375 | 0.20599 | 0.00050688 | 0.0032457 | 0.00099294 | 0.0075156 | 0.00099294 | 0.000999 | 0.00051366 |  | 0.010598 | 0.50687 | 0.50687 | 0.27782 | 0.042213 | 0 |  |  |  | 0.019514 | 0.0098657 | 0.020978 | 0.2313 | 0.2859 | 0.5394 | 0.12756 | 0.0099294 | 0.0099294 | 0.0099294 | 0.015651 | 0.016164 | 0.015651 | 0.016164 | 0.015651 | 0.01113 | 0.010883 | 0.32759 | 0.48141 | 0.024821 | 0.024821 | 0.4484 | 0.024963 | 0.5525 | 0.0050975 | 0.0099401 | 0.00050681 | 0.037463 | 0.0050875 | 0.0060375 | 0.00051025 | 0.09951 | 0.000505 | 0.0095654 | 0.00054659 | 0.0005005 | 0.51366 | 0.51698 | 0.010598 | 0.0075156 | 0.0075156 | 0.0069695 | 0.50687 | 0 | 0.50687 | 0.011205 | 0.011205 | 0.51 | 1 | 0.00505 | 0.012022 | 0.012558 | 0.015048 | 0.011003 | 0.47411 | 0.0054659 | 0.505 | 0.5075 | 0.50775 | 0.5075 | 0.50775 | 0.5075 | 0.0069816 | 0.0069781 | 0.665 | 0.5125 | 0.5125 | 0.5125 | 0.010506 | 0.5125 | 0.011326 | 0.034606 | 0.14135 | 0.00050681 | 0.0057603 | 0.00050875 | 0.00060375 | 0.00051025 | 0.0005005 | 0.0012976 | 0.54659 | 0.0010473 | 0.00099898 | 0.51366 | 0.00051698 | 0.033608 | 0.00050688 | 0.00050688 | 0.013652 | 0.25784 | 0 | 0.027362 | 0.00051025 | 0.00051025 | 0.062625 | 0.0099294 | 0.011535 | 0.23581 | 0.29135 | 0.54924 | 0.13027 | 0.010695 | 0.010695 | 0.010473 | 0.15851 | 0.16502 | 0.15851 | 0.16377 | 0.15851 | 0.015389 | 0.014893 | 0.34198 | 0.026393 | 0.027023 | 0.027023 | 0.026007 | 0.024736 | 0.10787 | 0.02975 | 0.069491 | 0.013598 | 0.0054612 | 0.017375 | 0.20599 | 0.0015143 | 0.00098973 | 0.00099294 | 0.10045 | 0.00099294 | 0.000999 | 0.00051366 | 0.033549 | 0.032004 | 0.0069781 | 0.020996 | 0.0069781 | 0.0069781 | 0 | 0.027215 | 0.07018 | 0.069725 | 0.019514 | 0.0098657 | 0.020978 | 0.2313 | 0.2859 | 0.5394 | 0.12756 | 0.0099294 | 0.0099294 | 0.0099294 | 0.015651 | 0.019347 | 0.015651 | 0.016164 | 0.018836 | 0.015217 | 0.014731 | 0.32759 | 0.024185 | 0.024821 | 0.024821 | 0.024185 | 0.024963 | 0.10038 | 0.086733 | 0.011008
7: Reduced AEP | 0 | 0 | 0 | 0 | 0 | 0 | 0 | 0 | 0 | 0 | 0 | 0 | 0 | 0 | 0 | 0 | 0 | 0 | 0 | 0 | 0 | 0 | 0 | 0 | 0 | 0 | 0 | 0 | 0 | 0 | 0 | 0 | 0 | 0 | 0 | 0 | 0 | 0 | 0 | 0 | 0 | 0 | 0 | 0 | 0 | 0 | 0 | 0 | 0 | 0 | 0 | 0 | 0 | 0 | 0 | 0 | 0 | 0 | 0 | 0 | 0 | 0 | 0 | 0 | 0 | 0 | 0 | 0 | 0 | 0 | 0 | 0 | 0 | 0 | 0 | 0 | 0 | 0 | 0 | 0 | 0 | 0 | 0 | 0 | 0 | 0 | 0 | 0 | 0 | 0 | 0 | 0 | 0 | 0 | 0 | 0 | 0 | 0 | 0 | 0 | 0 | 0 | 0 | 0 | 0 | 0 | 0 | 0 | 0 | 0 | 0 | 0 | 0 | 0 | 0 | 0 | 0 | 0 | 0 | 0 | 0 | 0 | 0 | 0 | 0 | 0 | 0 | 0 | 0 | 0 | 0 | 0 | 0 | 0 | 0 | 0 | 0 | 0 | 0 | 0 | 0 | 0 | 0 | 0 | 0 | 0 | 0 | 0 | 0 | 0 | 0 | 0 | 0 | 0 | 0 | 0 | 0 | 0 | 0 | 0 | 0 | 0 | 0 | 0 | 0 | 0 | 0 | 0 | 0 | 0 | 0 | 0 | 0 | 0 | 0 | 0 | 0 | 0 | 0 | 0 | 0 | 0 | 0 | 0 | 0 | 0 | 0 | 0 | 0 | 0 | 0 | 0 | 0 | 0 | 0 | 0 | 0 | 0 | 0 | 0 | 0 | 0 | 0 | 0 | 0 | 0 | 0 | 0 | 0 | 0 | 0 | 0 | 0 | 0 | 0 | 0 | 0 | 0 | 0 | 0 | 0 | 0 | 0 | 0 | 0 | 0 | 0 | 0 | 0 | 0 | 0 | 0 | 0 | 0 | 0 | 0 | 0 | 0 | 0 | 0 | 0 | 0 | 0 | 0 | 0 | 0 | 0 | 0 | 0 | 0 | 0 | 0 | 0 | 0 | 0 | 0 | 0 | 0 | 0 | 0 | 0 | 0 | 0 | 0 | 0 | 0 | 0 | 0 | 0 | 0 | 0 | 0 | 0 | 0 | 0 | 0 | 0 | 0 | 0 | 0 | 0 | 0 | 0 | 0 | 0 | 0 | 0 | 0 | 0 | 0 | 0 | 0 | 0 | 0 | 0 | 0 | 0 | 0 | 0 | 0 | 0 | 0 | 0 | 0 | 0 | 0 | 0 | 0 | 0 | 0 | 0 | 0 | 0 | 0 | 0 | 0 | 0 | 0 | 0 | 0 | 0 | 0 | 0 | 0 | 0 | 0 | 0 | 0 | 0 | 0 | 0 | 0 | 0 | 0 | 0 | 0 | 0 | 0 | 0 | 0 | 0 | 0 | 0 | 0 | 0 | 0 | 0 | 0 | 0 | 0 | 0 | 0 | 0 | 0 | 1 | 0 | 0 | 0 | 0 | 0 | 0 | 0 | 0 | 0 | 0 | 0 | 0 | 0 | 0 | 0 | 0 | 0 | 0 | 0 | 0 | 0 | 0 | 0 | 0 | 0 | 0 | 0 | 0 | 0 | 0 | 0 | 0 | 0 | 0 | 0 | 0 | 0 | 0 | 0 | 0 | 0 | 0 | 0 | 0 | 0 | 0 | 0 | 0 | 0 | 0 | 0 | 0 | 0 | 0 | 0 | 0 | 0 | 0 | 0 | 0 | 0 | 0 | 0 | 0 | 0 | 0 | 0 | 0 | 0 | 0 | 0 | 0 | 0 | 0 | 0 | 0 | 0 | 0 | 0 | 0 | 0 | 0 | 0 | 0 | 0 | 0 | 0 | 0 | 0 | 0 | 0 | 0 | 0 | 0 | 0 | 0 | 0 | 0 | 0 | 0 | 0 | 0 | 0 | 0 | 0 | 0 | 0 | 0 | 0 | 0 | 0 | 0 | 0 | 0 | 0 | 0.0021277 | 0.10051
7: RNA structural | 0.029771 | 0.067841 | 0.013605 | 0.0054261 | 0.017239 | 0.20339 | 0.00098657 | 0.0034716 | 0.00098657 | 0.091392 | 0.00098657 | 0.00099901 | 0.027271 | 0.041706 | 0.032341 | 0.013565 | 0.013565 | 0.047247 | 0.040697 | 0 | 0.027268 | 0.055539 | 0.055079 | 0.019516 | 0.0098657 | 0.020879 | 0.22838 | 0.28227 | 0.53247 | 0.12599 | 0.0098657 | 0.0098657 | 0.0098657 | 0.014789 | 0.015279 | 0.014789 | 0.015279 | 0.014789 | 0.015279 | 0.014789 | 0.32342 | 0.091558 | 0.024587 | 0.024587 | 0.06653 | 0.024963 | 0.14946 | 0.029771 | 0.067841 | 0.013605 | 0.0054261 | 0.017239 | 0.20339 | 0.00098657 | 0.0039804 | 0.00098657 | 0.091392 | 0.00098657 | 0.00099901 | 0.027271 | 0.041698 | 0.032341 | 0.013548 | 0.013565 | 0.013548 | 0.013548 | 0 | 0.027268 | 0.055539 | 0.055079 | 0.019516 | 0.0098657 | 0.020879 | 0.22838 | 0.28227 | 0.53247 | 0.12599 | 0.0098657 | 0.0098657 | 0.0098657 | 0.014789 | 0.015279 | 0.014789 | 0.015279 | 0.014789 | 0.015279 | 0.014789 | 0.32342 | 0.091555 | 0.024587 | 0.024587 | 0.066527 | 0.024963 | 0.14946 | 0.029771 | 0.067841 | 0.013605 | 0.0054261 | 0.017239 | 0.20339 | 0.00098657 | 0.0039804 | 0.00098657 | 0.091392 | 0.00098657 | 0.00099901 | 0.027271 | 0.041698 | 0.032341 | 0.013548 | 0.049041 | 0.013548 | 0.013548 | 0 | 0.027013 | 0.055539 | 0.055079 | 0.019516 | 0.0098657 | 0.020879 | 0.22838 | 0.28227 | 0.53247 | 0.12599 | 0.0098657 | 0.0098657 | 0.0098657 | 0.014789 | 0.015279 | 0.014789 | 0.015279 | 0.014789 | 0.014981 | 0.014509 | 0.32342 | 0.091555 | 0.024587 | 0.024587 | 0.066527 | 0.024963 | 0.14946 | 0.039034 | 0.017866 | 0.013605 | 0.0054262 | 0.033253 | 0.25923 | 0.00098651 | 0.00099901 | 0.00098657 | 0.091388 | 0.0020436 | 0.00099848 | 0.027271 | 0.041232 | 0.032905 | 0.013565 | 0.013565 | 0.027194 | 0.013549 | 0 | 0.027268 | 0.031056 | 0.031056 | 0.019516 | 0.0098657 | 0.027582 | 0.22838 | 0.28227 | 0.53248 | 0.12599 | 0.025472 | 0.025472 | 0.0098657 | 0.035776 | 0.043015 | 0.035776 | 0.036519 | 0.035776 | 0.015279 | 0.014789 | 0.32342 | 0.069505 | 0.024587 | 0.024587 | 0.055027 | 0.041364 | 0.13901 | 0.02975 | 0.068236 | 0.013605 | 0.0054612 | 0.017375 | 0.20599 | 0.00099294 | 0.0039982 | 0.00099294 | 0.092507 | 0.00099294 | 0.000999 | 0.026983 | 0.041729 | 0.032334 | 0.0136 | 0.013609 | 0.0136 | 0.0136 | 0 | 0.027268 | 0.055862 | 0.055399 | 0.019514 | 0.0098657 | 0.020978 | 0.2313 | 0.2859 | 0.5394 | 0.12756 | 0.0099294 | 0.0099294 | 0.0099294 | 0.014894 | 0.01539 | 0.014894 | 0.01539 | 0.014894 | 0.015279 | 0.014789 | 0.32759 | 0.091852 | 0.024821 | 0.024821 | 0.066689 | 0.024963 | 0.14961 | 0.02975 |  | 0.013598 | 0.0054612 | 0.017375 | 0.20599 | 0.001539 | 0.00098973 | 0.00099294 | 0.101 | 0.00099294 | 0.000999 | 0.00051366 | 0.033549 | 0.010598 | 0.0069781 | 0.021021 | 0.0069781 | 0.0069781 | 0 | 0.027215 |  | 0.069491 | 0.019514 | 0.0098657 | 0.020978 | 0.2313 | 0.2859 | 0.5394 | 0.12756 | 0.0099294 | 0.0099294 | 0.0099294 | 0.015651 | 0.019651 | 0.015651 | 0.016164 | 0.019137 | 0.015217 | 0.01473 | 0.32759 | 0.024185 | 0.024821 | 0.024821 | 0.024185 | 0.024963 | 0.10038 | 0.025187 | 0.010659 | 0.00050681 | 0.14466 | 0.50875 | 0.60375 | 0.00050688 | 0.0005005 | 0.02655 | 0.0075156 | 0.00054659 | 0.00099923 | 0.0070628 | 0.51698 | 0.021873 | 0.0069695 | 0.0069695 | 0.0069695 | 0.47045 | 0 | 0.020137 | 0.51025 | 0.51025 |  | 0.0099294 | 0.22307 | 0.24129 | 0.2968 | 0.55457 | 0.13581 | 0.505 | 0.505 | 0.010746 | 0.5075 | 0.50775 | 0.5075 | 0.50775 | 0.5075 | 0.0069816 | 0.0069781 | 0.62755 | 0.44068 | 0.44131 | 0.44131 | 0.36486 | 0.27401 | 0.44721 | 0.0099401 | 0.012022 | 0.00050681 | 0.0033908 | 0.010789 | 0.12792 | 0.1411 | 0.19656 | 0.09951 | 0.0095654 | 0.00054659 | 0.0005005 | 0.51366 | 0.51698 | 0.010598 | 0.50687 | 0.50688 | 0.50687 | 0.50687 | 0 | 0.50687 | 0.51025 | 0.51025 | 0.01025 | 0.0099294 | 0.47823 | 1 | 0.644 | 0.77169 | 0.56425 | 0.505 | 0.0027775 | 0.0027775 | 0.0027912 | 0.0027926 | 0.0027912 | 0.0027926 | 0.0027912 | 0.0069816 | 0.0069781 | 0.0036575 | 0.5125 | 0.0028187 | 0.0028187 | 0.010506 | 0.5125 | 0.011326 | 0.025187 | 0.010659 | 0.00050681 | 0.14466 | 0.50875 | 0.60375 | 0.00050688 | 0.0005005 | 0.02655 | 0.0075156 | 0.00054659 | 0.00099923 | 0.0070628 | 0.51698 | 0.021873 | 0.0069695 | 0.0069695 | 0.0069695 | 0.47045 | 0 | 0.020137 | 0.51025 | 0.51025 |  | 0.0099294 | 0.22307 | 0.24129 | 0.2968 | 0.55457 | 0.13581 | 0.505 | 0.505 | 0.010746 | 0.5075 | 0.50775 | 0.5075 | 0.50775 | 0.5075 | 0.0069816 | 0.0069781 | 0.62755 | 0.44068 | 0.44131 | 0.44131 | 0.36486 | 0.27401 | 0.44721 | 0.02975 |  | 0.013598 | 0.0054612 | 0.017375 | 0.20599 | 0.001539 | 0.00098973 | 0.00099294 | 0.101 | 0.00099294 | 0.000999 | 0.00051366 | 0.033549 | 0.010598 | 0.0069781 | 0.021021 | 0.0069781 | 0.0069781 | 0 | 0.027215 |  | 0.069491 | 0.019514 | 0.0098657 | 0.020978 | 0.2313 | 0.2859 | 0.5394 | 0.12756 | 0.0099294 | 0.0099294 | 0.0099294 | 0.015651 | 0.019651 | 0.015651 | 0.016164 | 0.019137 | 0.015217 | 0.01473 | 0.32759 | 0.024185 | 0.024821 | 0.024821 | 0.024185 | 0.024963 | 0.10038 | 0.11295 | 0.21282
7: generator & gearbox | 0.029771 | 0.067841 | 0.013605 | 0.0054261 | 0.017239 | 0.20339 | 0.00098657 | 0.0034716 | 0.00098657 | 0.091392 | 0.00098657 | 0.00099901 | 0.027271 | 0.034946 | 0.032341 | 0.070417 | 0.035999 | 0.047258 | 0.047258 | 0 | 0.027107 | 0.055539 | 0.055079 | 0.019516 | 0.0098657 | 0.020879 | 0.22838 | 0.28227 | 0.53247 | 0.12599 | 0.0098657 | 0.0098657 | 0.0098657 | 0.014789 | 0.015279 | 0.014789 | 0.015279 | 0.014789 | 0.015091 | 0.014612 | 0.32342 | 0.089371 | 0.024587 | 0.024587 | 0.064239 | 0.024963 | 0.14662 | 0.039034 | 0.017866 | 0.013605 | 0.0054261 | 0.033257 | 0.25924 | 0.00098654 | 0.00099901 | 0.00098657 | 0.091392 | 0.0020439 | 0.00099848 | 0.027271 | 0.041232 | 0.032905 | 0.013565 | 0.013565 | 0.027221 | 0.013548 | 0 | 0.027268 | 0.031056 | 0.031056 | 0.019516 | 0.0098657 | 0.027584 | 0.22838 | 0.28227 | 0.53247 | 0.12599 | 0.025475 | 0.025475 | 0.0098657 | 0.035779 | 0.043019 | 0.035779 | 0.036522 | 0.035779 | 0.015279 | 0.014789 | 0.32342 | 0.069506 | 0.024587 | 0.024587 | 0.055028 | 0.041365 | 0.13901 | 0.029771 | 0.067841 | 0.013605 | 0.0054261 | 0.017239 | 0.20339 | 0.00098657 | 0.0039804 | 0.00098657 | 0.091392 | 0.00098657 | 0.00099901 | 0.048125 | 0.041698 | 0.032341 | 0.013548 | 0.048071 | 0.013548 | 0.013548 | 0 | 0.02702 | 0.055539 | 0.055079 | 0.019516 | 0.0098657 | 0.020879 | 0.22838 | 0.28227 | 0.53247 | 0.12599 | 0.0098657 | 0.0098657 | 0.0098657 | 0.014789 | 0.015279 | 0.014789 | 0.015279 | 0.014789 | 0.014989 | 0.014516 | 0.32342 | 0.091555 | 0.024587 | 0.024587 | 0.066527 | 0.024963 | 0.14946 | 0.029771 | 0.067841 | 0.013605 | 0.0054262 | 0.017239 | 0.2034 | 0.00098657 | 0.0039825 | 0.00098657 | 0.091393 | 0.00098657 | 0.00099901 | 0.027271 | 0.047526 | 0.032341 | 0.025636 | 0.013385 | 0.013574 | 0.013574 | 0 | 0.02727 | 0.055539 | 0.055079 | 0.019516 | 0.0098657 | 0.020879 | 0.22838 | 0.28227 | 0.53248 | 0.12599 | 0.0098657 | 0.0098657 | 0.0098657 | 0.029186 | 0.029932 | 0.029186 | 0.029932 | 0.029186 | 0.015281 | 0.014791 | 0.32342 | 0.093441 | 0.024587 | 0.024587 | 0.068503 | 0.024963 | 0.15191 | 0.028893 | 0.017862 | 0.013605 | 0.016621 | 0.026632 | 0.25402 | 0.00098973 | 0.00099901 | 0.0035244 | 0.091951 | 0.000916 | 0.00099904 | 0.026983 | 0.041255 | 0.032904 | 0.013609 | 0.013609 | 0.013564 | 0.085786 | 0 | 0.027268 | 0.031113 | 0.031113 | 0.10435 | 0.0098657 | 0.025167 | 0.25385 | 0.30843 | 0.56184 | 0.15016 | 0.020212 | 0.020212 | 0.02043 | 0.029116 | 0.036468 | 0.029116 | 0.02986 | 0.029116 | 0.015279 | 0.014789 | 0.38175 | 0.069565 | 0.082211 | 0.082211 | 0.055062 | 0.04086 | 0.13905 | 0.02975 | 0.069491 | 0.013598 | 0.0054612 | 0.017375 | 0.20599 | 0.0015143 | 0.00098973 | 0.00099294 | 0.10045 | 0.00099294 | 0.000999 | 0.51366 | 0.0071085 | 0.032235 | 0.0069781 | 0.50687 | 0.0069781 | 0.0069781 | 0 | 0.023708 | 0.060141 | 0.059681 | 0.019514 | 0.0098657 | 0.020978 | 0.2313 | 0.2859 | 0.5394 | 0.12756 | 0.0099294 | 0.0099294 | 0.0099294 | 0.014894 | 0.0069816 | 0.014894 | 0.01539 | 0.0069781 | 0.01113 | 0.010883 | 0.32759 | 0.024493 | 0.024821 | 0.024821 | 0.024493 | 0.024963 | 0.10262 | 0.02975 | 0.054819 | 0.013612 | 0.0054612 | 0.017375 | 0.20599 | 0.00050688 | 0.0032457 | 0.00099294 | 0.0075156 | 0.00099294 | 0.000999 | 0.00051366 | 0.27928 | 0.032573 | 0.50687 | 0.50687 | 0.27782 | 0.042213 | 0 | 0.023708 | 0.045464 | 0.044996 | 0.019514 | 0.0098657 | 0.020978 | 0.2313 | 0.2859 | 0.5394 | 0.12756 | 0.0099294 | 0.0099294 | 0.0099294 | 0.015651 | 0.016164 | 0.015651 | 0.016164 | 0.015651 | 0.01113 | 0.010883 | 0.32759 |  | 0.024821 | 0.024821 |  | 0.024963 |  | 0.50975 | 0.010659 | 0.00050681 | 0.0027775 | 0.01127 | 0.13363 | 0.00051025 | 0.09951 | 0.000505 | 0.0095654 | 0.00054659 | 0.0005005 | 0.51366 | 0.51698 | 0.010598 | 0.0075156 | 0.0075156 | 0.0069695 | 0.50687 | 0 | 0.50687 | 0.011205 | 0.011205 | 0.51 | 0.0099294 | 0.47823 | 0.6165 | 1 | 0.77169 | 0.56425 | 0.0054659 | 0.0054659 | 0.000505 | 0.5075 | 0.50775 | 0.5075 | 0.50775 | 0.5075 | 0.0069816 | 0.0069781 | 0.665 | 0.5125 | 0.5125 | 0.5125 | 0.010506 | 0.5125 | 0.011326 | 0.034606 | 0.14052 | 0.00050681 | 0.0057603 | 0.00050875 | 0.00060375 | 0.00051025 | 0.0005005 | 0.0012976 | 0.54659 | 0.0010473 | 0.00099898 | 0.51366 | 0.00051698 | 0.033608 | 0.00050688 | 0.00050688 | 0.013652 | 0.25784 | 0 | 0.027362 | 0.00051025 | 0.00051025 | 0.062625 | 0.0099294 | 0.011535 | 0.23581 | 0.29135 | 0.54924 | 0.13027 | 0.010695 | 0.010695 | 0.010473 | 0.15851 | 0.16502 | 0.15851 | 0.16377 | 0.15851 | 0.015389 | 0.014893 | 0.34198 | 0.026393 | 0.027023 | 0.027023 | 0.026007 | 0.024736 | 0.10787 | 0.02975 | 0.069491 | 0.013598 | 0.0054612 | 0.017375 | 0.20599 | 0.0015143 | 0.00098973 | 0.00099294 | 0.10045 | 0.00099294 | 0.000999 | 0.00051366 | 0.0071085 | 0.032235 | 0.0069781 | 0.50687 | 0.0069781 | 0.0069781 | 0 | 0.023708 | 0.060141 | 0.059681 | 0.019514 | 0.0098657 | 0.020978 | 0.2313 | 0.2859 | 0.5394 | 0.12756 | 0.0099294 | 0.0099294 | 0.0099294 | 0.015651 | 0.50775 | 0.015651 | 0.016164 | 0.5075 | 0.01113 | 0.010883 | 0.32759 | 0.024493 | 0.024821 | 0.024821 | 0.024493 | 0.024963 | 0.10262 | 0.091631 | 0.2508
7: turbine controls | 0.029771 | 0.067841 | 0.013605 | 0.0054261 | 0.017239 | 0.20339 | 0.00098657 | 0.0034716 | 0.00098657 | 0.091392 | 0.00098657 | 0.00099901 | 0.027271 | 0.034946 | 0.032341 | 0.070417 | 0.035999 | 0.047258 | 0.047258 | 0 | 0.027107 | 0.055539 | 0.055079 | 0.019516 | 0.0098657 | 0.020879 | 0.22838 | 0.28227 | 0.53247 | 0.12599 | 0.0098657 | 0.0098657 | 0.0098657 | 0.014789 | 0.015279 | 0.014789 | 0.015279 | 0.014789 | 0.015091 | 0.014612 | 0.32342 | 0.089371 | 0.024587 | 0.024587 | 0.064239 | 0.024963 | 0.14662 | 0.039034 | 0.017866 | 0.013605 | 0.0054261 | 0.033257 | 0.25924 | 0.00098654 | 0.00099901 | 0.00098657 | 0.091392 | 0.0020439 | 0.00099848 | 0.027271 | 0.041232 | 0.032905 | 0.013565 | 0.013565 | 0.027221 | 0.013548 | 0 | 0.027268 | 0.031056 | 0.031056 | 0.019516 | 0.0098657 | 0.027584 | 0.22838 | 0.28227 | 0.53247 | 0.12599 | 0.025475 | 0.025475 | 0.0098657 | 0.035779 | 0.043019 | 0.035779 | 0.036522 | 0.035779 | 0.015279 | 0.014789 | 0.32342 | 0.069506 | 0.024587 | 0.024587 | 0.055028 | 0.041365 | 0.13901 | 0.029771 | 0.067841 | 0.013605 | 0.0054261 | 0.017239 | 0.20339 | 0.00098657 | 0.0039804 | 0.00098657 | 0.091392 | 0.00098657 | 0.00099901 | 0.048125 | 0.041698 | 0.032341 | 0.013548 | 0.048071 | 0.013548 | 0.013548 | 0 | 0.02702 | 0.055539 | 0.055079 | 0.019516 | 0.0098657 | 0.020879 | 0.22838 | 0.28227 | 0.53247 | 0.12599 | 0.0098657 | 0.0098657 | 0.0098657 | 0.014789 | 0.015279 | 0.014789 | 0.015279 | 0.014789 | 0.014989 | 0.014516 | 0.32342 | 0.091555 | 0.024587 | 0.024587 | 0.066527 | 0.024963 | 0.14946 | 0.029771 | 0.067841 | 0.013605 | 0.0054262 | 0.017239 | 0.2034 | 0.00098657 | 0.0039825 | 0.00098657 | 0.091393 | 0.00098657 | 0.00099901 | 0.027271 | 0.047526 | 0.032341 | 0.025636 | 0.013385 | 0.013574 | 0.013574 | 0 | 0.02727 | 0.055539 | 0.055079 | 0.019516 | 0.0098657 | 0.020879 | 0.22838 | 0.28227 | 0.53248 | 0.12599 | 0.0098657 | 0.0098657 | 0.0098657 | 0.029186 | 0.029932 | 0.029186 | 0.029932 | 0.029186 | 0.015281 | 0.014791 | 0.32342 | 0.093441 | 0.024587 | 0.024587 | 0.068503 | 0.024963 | 0.15191 | 0.028893 | 0.017862 | 0.013605 | 0.016621 | 0.026632 | 0.25402 | 0.00098973 | 0.00099901 | 0.0035244 | 0.091951 | 0.000916 | 0.00099904 | 0.026983 | 0.041255 | 0.032904 | 0.013609 | 0.013609 | 0.013564 | 0.085786 | 0 | 0.027268 | 0.031113 | 0.031113 | 0.10435 | 0.0098657 | 0.025167 | 0.25385 | 0.30843 | 0.56184 | 0.15016 | 0.020212 | 0.020212 | 0.02043 | 0.029116 | 0.036468 | 0.029116 | 0.02986 | 0.029116 | 0.015279 | 0.014789 | 0.38175 | 0.069565 | 0.082211 | 0.082211 | 0.055062 | 0.04086 | 0.13905 | 0.02975 | 0.069491 | 0.013598 | 0.0054612 | 0.017375 | 0.20599 | 0.0015143 | 0.00098973 | 0.00099294 | 0.10045 | 0.00099294 | 0.000999 | 0.51366 | 0.0071085 | 0.032235 | 0.0069781 | 0.50687 | 0.0069781 | 0.0069781 | 0 | 0.023708 | 0.060141 | 0.059681 | 0.019514 | 0.0098657 | 0.020978 | 0.2313 | 0.2859 | 0.5394 | 0.12756 | 0.0099294 | 0.0099294 | 0.0099294 | 0.014894 | 0.0069816 | 0.014894 | 0.01539 | 0.0069781 | 0.01113 | 0.010883 | 0.32759 | 0.024493 | 0.024821 | 0.024821 | 0.024493 | 0.024963 | 0.10262 | 0.02975 | 0.054819 | 0.013612 | 0.0054612 | 0.017375 | 0.20599 | 0.00050688 | 0.0032457 | 0.00099294 | 0.0075156 | 0.00099294 | 0.000999 | 0.00051366 | 0.27928 | 0.032573 | 0.50687 | 0.50687 | 0.27782 | 0.042213 | 0 | 0.023708 | 0.045464 | 0.044996 | 0.019514 | 0.0098657 | 0.020978 | 0.2313 | 0.2859 | 0.5394 | 0.12756 | 0.0099294 | 0.0099294 | 0.0099294 | 0.015651 | 0.016164 | 0.015651 | 0.016164 | 0.015651 | 0.01113 | 0.010883 | 0.32759 |  | 0.024821 | 0.024821 |  | 0.024963 |  | 0.015048 | 0.015048 | 0.00050681 | 0.50275 | 0.013505 | 0.16013 | 0.00051025 | 0.000505 | 0.000505 | 0.0095654 | 0.00054659 | 0.0005005 | 0.51366 | 0.51698 | 0.010598 | 0.0075156 | 0.0075156 | 0.0069695 | 0.50687 | 0 | 0.50687 | 0.011205 | 0.011205 | 0.51 | 0.0099294 | 0.47823 | 0.6165 | 0.644 | 1 | 0.56425 | 0.0050975 | 0.0054659 | 0.505 | 0.5075 | 0.50775 | 0.5075 | 0.50775 | 0.5075 | 0.0069816 | 0.0069781 | 0.665 | 0.5125 | 0.5125 | 0.5125 | 0.010506 | 0.5125 | 0.011326 | 0.034606 | 0.14052 | 0.00050681 | 0.0057603 | 0.00050875 | 0.00060375 | 0.00051025 | 0.0005005 | 0.0012976 | 0.54659 | 0.0010473 | 0.00099898 | 0.51366 | 0.00051698 | 0.033608 | 0.00050688 | 0.00050688 | 0.013652 | 0.25784 | 0 | 0.027362 | 0.00051025 | 0.00051025 | 0.062625 | 0.0099294 | 0.011535 | 0.23581 | 0.29135 | 0.54924 | 0.13027 | 0.010695 | 0.010695 | 0.010473 | 0.15851 | 0.16502 | 0.15851 | 0.16377 | 0.15851 | 0.015389 | 0.014893 | 0.34198 | 0.026393 | 0.027023 | 0.027023 | 0.026007 | 0.024736 | 0.10787 | 0.02975 | 0.069491 | 0.013598 | 0.0054612 | 0.017375 | 0.20599 | 0.0015143 | 0.00098973 | 0.00099294 | 0.10045 | 0.00099294 | 0.000999 | 0.00051366 | 0.0071085 | 0.032235 | 0.0069781 | 0.50687 | 0.0069781 | 0.0069781 | 0 | 0.023708 | 0.060141 | 0.059681 | 0.019514 | 0.0098657 | 0.020978 | 0.2313 | 0.2859 | 0.5394 | 0.12756 | 0.0099294 | 0.0099294 | 0.0099294 | 0.015651 | 0.50775 | 0.015651 | 0.016164 | 0.5075 | 0.01113 | 0.010883 | 0.32759 | 0.024493 | 0.024821 | 0.024821 | 0.024493 | 0.024963 | 0.10262 | 0.092307 | 0.42716
7: tower structural | 0.029771 | 0.067841 | 0.013605 | 0.0054261 | 0.017239 | 0.20339 | 0.00098657 | 0.0034716 | 0.00098657 | 0.091392 | 0.00098657 | 0.00099901 | 0.027271 | 0.041706 | 0.032341 | 0.013565 | 0.013565 | 0.047247 | 0.040697 | 0 | 0.027268 | 0.055539 | 0.055079 | 0.019516 | 0.0098657 | 0.020879 | 0.22838 | 0.28227 | 0.53247 | 0.12599 | 0.0098657 | 0.0098657 | 0.0098657 | 0.014789 | 0.015279 | 0.014789 | 0.015279 | 0.014789 | 0.015279 | 0.014789 | 0.32342 |  | 0.024587 | 0.024587 | 0.06653 | 0.024963 | 0.14946 | 0.029771 | 0.067841 | 0.013605 | 0.0054261 | 0.017239 | 0.20339 | 0.00098657 | 0.0039804 | 0.00098657 | 0.091392 | 0.00098657 | 0.00099901 | 0.027271 | 0.041698 | 0.032341 | 0.013548 | 0.013565 | 0.013548 | 0.013548 | 0 | 0.027268 | 0.055539 | 0.055079 | 0.019516 | 0.0098657 | 0.020879 | 0.22838 | 0.28227 | 0.53247 | 0.12599 | 0.0098657 | 0.0098657 | 0.0098657 | 0.014789 | 0.015279 | 0.014789 | 0.015279 | 0.014789 | 0.015279 | 0.014789 | 0.32342 | 0.091555 | 0.024587 | 0.024587 | 0.066527 | 0.024963 | 0.14946 | 0.029771 | 0.067841 | 0.013605 | 0.0054261 | 0.017239 | 0.20339 | 0.00098657 | 0.0039804 | 0.00098657 | 0.091392 | 0.00098657 | 0.00099901 | 0.027271 | 0.041698 | 0.032341 | 0.013548 | 0.049041 | 0.013548 | 0.013548 | 0 |  | 0.055539 | 0.055079 | 0.019516 | 0.0098657 | 0.020879 | 0.22838 | 0.28227 | 0.53247 | 0.12599 | 0.0098657 | 0.0098657 | 0.0098657 | 0.014789 | 0.015279 | 0.014789 | 0.015279 | 0.014789 | 0.014981 | 0.014509 | 0.32342 | 0.091555 | 0.024587 | 0.024587 | 0.066527 | 0.024963 | 0.14946 | 0.039034 | 0.017866 | 0.013605 | 0.0054262 | 0.033253 | 0.25923 | 0.00098651 | 0.00099901 | 0.00098657 | 0.091388 | 0.0020436 | 0.00099848 | 0.027271 | 0.041232 | 0.032905 | 0.013565 | 0.013565 | 0.027194 | 0.013549 | 0 | 0.027268 | 0.031056 | 0.031056 | 0.019516 | 0.0098657 | 0.027582 | 0.22838 | 0.28227 | 0.53248 | 0.12599 | 0.025472 | 0.025472 | 0.0098657 | 0.035776 | 0.043015 | 0.035776 | 0.036519 | 0.035776 | 0.015279 | 0.014789 | 0.32342 | 0.069505 | 0.024587 | 0.024587 | 0.055027 | 0.041364 | 0.13901 | 0.02975 | 0.068236 | 0.013605 | 0.0054612 | 0.017375 | 0.20599 | 0.00099294 | 0.0039982 | 0.00099294 | 0.092507 | 0.00099294 | 0.000999 | 0.026983 | 0.041729 | 0.032334 | 0.0136 | 0.013609 | 0.0136 | 0.0136 | 0 | 0.027268 | 0.055862 | 0.055399 | 0.019514 | 0.0098657 | 0.020978 | 0.2313 | 0.2859 | 0.5394 | 0.12756 | 0.0099294 | 0.0099294 | 0.0099294 | 0.014894 | 0.01539 | 0.014894 | 0.01539 | 0.014894 | 0.015279 | 0.014789 | 0.32759 |  | 0.024821 | 0.024821 | 0.066689 | 0.024963 | 0.14961 | 0.02975 |  | 0.013598 | 0.0054612 | 0.017375 | 0.20599 | 0.001539 | 0.00098973 | 0.00099294 | 0.101 | 0.00099294 | 0.000999 | 0.00051366 | 0.033549 | 0.010598 | 0.0069781 | 0.021021 | 0.0069781 | 0.0069781 | 0 | 0.027215 |  |  | 0.019514 | 0.0098657 | 0.020978 | 0.2313 | 0.2859 | 0.5394 | 0.12756 | 0.0099294 | 0.0099294 | 0.0099294 | 0.015651 | 0.019651 | 0.015651 | 0.016164 | 0.019137 | 0.015217 | 0.01473 | 0.32759 | 0.024185 | 0.024821 | 0.024821 | 0.024185 | 0.024963 | 0.10038 | 0.025187 | 0.010659 | 0.00050681 | 0.14466 | 0.50875 | 0.60375 | 0.00050688 | 0.0005005 | 0.02655 | 0.0075156 | 0.00054659 | 0.00099923 | 0.0070628 | 0.51698 | 0.021873 | 0.0069695 | 0.0069695 | 0.0069695 | 0.47045 | 0 | 0.020137 | 0.51025 | 0.51025 |  | 0.0099294 | 0.22307 | 0.24129 | 0.2968 | 0.55457 | 0.13581 | 0.505 | 0.505 | 0.010746 | 0.5075 | 0.50775 | 0.5075 | 0.50775 | 0.5075 | 0.0069816 | 0.0069781 | 0.62755 | 0.44068 | 0.44131 | 0.44131 | 0.36486 | 0.27401 | 0.44721 | 0.0099401 | 0.011003 | 0.00050681 | 0.0031034 | 0.0098744 | 0.60375 | 0.1411 | 0.19656 | 0.09951 | 0.0095654 | 0.00054659 | 0.0005005 | 0.51366 | 0.51698 | 0.010598 | 0.50687 | 0.50688 | 0.50687 | 0.50687 | 0 | 0.50687 | 0.51025 | 0.51025 | 0.01025 | 0.0099294 | 0.0050875 | 0.6165 | 0.644 | 0.77169 | 1 | 0.505 | 0.0027775 | 0.0027775 | 0.0027912 | 0.0027926 | 0.0027912 | 0.0027926 | 0.0027912 | 0.0069816 | 0.0069781 | 0.0036575 | 0.5125 | 0.0028188 | 0.0028188 | 0.010506 | 0.5125 | 0.011326 | 0.025187 | 0.010659 | 0.00050681 | 0.14466 | 0.50875 | 0.60375 | 0.00050688 | 0.0005005 | 0.02655 | 0.0075156 | 0.00054659 | 0.00099923 | 0.0070628 | 0.51698 | 0.021873 | 0.0069695 | 0.0069695 | 0.0069695 | 0.47045 | 0 | 0.020137 | 0.51025 | 0.51025 |  | 0.0099294 | 0.22307 | 0.24129 | 0.2968 | 0.55457 | 0.13581 | 0.505 | 0.505 | 0.010746 | 0.5075 | 0.50775 | 0.5075 | 0.50775 | 0.5075 | 0.0069816 | 0.0069781 | 0.62755 | 0.44068 | 0.44131 | 0.44131 | 0.36486 | 0.27401 | 0.44721 | 0.02975 |  | 0.013598 | 0.0054612 | 0.017375 | 0.20599 | 0.001539 | 0.00098973 | 0.00099294 | 0.101 | 0.00099294 | 0.000999 | 0.00051366 | 0.033549 | 0.010598 | 0.0069781 | 0.021021 | 0.0069781 | 0.0069781 | 0 | 0.027215 |  |  | 0.019514 | 0.0098657 | 0.020978 | 0.2313 | 0.2859 | 0.5394 | 0.12756 | 0.0099294 | 0.0099294 | 0.0099294 | 0.015651 | 0.019651 | 0.015651 | 0.016164 | 0.019137 | 0.015217 | 0.01473 | 0.32759 | 0.024185 | 0.024821 | 0.024821 | 0.024185 | 0.024963 | 0.10038 | 0.11354 | 0.14065
7: platform (structural integrity) | 0.029771 | 0.067841 | 0.013605 | 0.0054261 | 0.017239 | 0.20339 | 0.00098657 | 0.0034716 | 0.00098657 | 0.091392 | 0.00098657 | 0.00099901 | 0.027271 | 0.041706 | 0.032341 | 0.013565 | 0.013565 | 0.047247 | 0.040697 | 0 | 0.027268 | 0.055539 | 0.055079 | 0.019516 | 0.0098657 | 0.020879 | 0.22838 | 0.28227 | 0.53247 | 0.12599 | 0.0098657 | 0.0098657 | 0.0098657 | 0.014789 | 0.015279 | 0.014789 | 0.015279 | 0.014789 | 0.015279 | 0.014789 | 0.32342 |  | 0.024587 | 0.024587 | 0.06653 | 0.024963 | 0.14946 | 0.029771 | 0.067841 | 0.013605 | 0.0054261 | 0.017239 | 0.20339 | 0.00098657 | 0.0039804 | 0.00098657 | 0.091392 | 0.00098657 | 0.00099901 | 0.027271 | 0.041698 | 0.032341 | 0.013548 | 0.013565 | 0.013548 | 0.013548 | 0 | 0.027268 | 0.055539 | 0.055079 | 0.019516 | 0.0098657 | 0.020879 | 0.22838 | 0.28227 | 0.53247 | 0.12599 | 0.0098657 | 0.0098657 | 0.0098657 | 0.014789 | 0.015279 | 0.014789 | 0.015279 | 0.014789 | 0.015279 | 0.014789 | 0.32342 |  | 0.024587 | 0.024587 | 0.066527 | 0.024963 | 0.14946 | 0.029771 | 0.067841 | 0.013605 | 0.0054261 | 0.017239 | 0.20339 | 0.00098657 | 0.0039804 | 0.00098657 | 0.091392 | 0.00098657 | 0.00099901 | 0.027271 | 0.041698 | 0.032341 | 0.013548 | 0.049041 | 0.013548 | 0.013548 | 0 |  | 0.055539 | 0.055079 | 0.019516 | 0.0098657 | 0.020879 | 0.22838 | 0.28227 | 0.53247 | 0.12599 | 0.0098657 | 0.0098657 | 0.0098657 | 0.014789 | 0.015279 | 0.014789 | 0.015279 | 0.014789 | 0.014981 | 0.014509 | 0.32342 |  | 0.024587 | 0.024587 | 0.066527 | 0.024963 | 0.14946 | 0 | 0.017866 | 0.013605 | 0.0054262 | 0.03325 | 0.25923 | 0.00098651 | 0.00099901 | 0.00098658 | 0.091388 | 0.0020433 | 0.00099848 | 0.027271 | 0.041232 | 0.032905 | 0.013565 | 0.013565 | 0.027171 | 0.013549 | 0 | 0.027268 | 0.031056 | 0.031056 | 0.019516 | 0.0098657 |  | 0.22838 | 0.28227 | 0.53248 | 0.12599 | 0.025469 | 0.025469 | 0.0098658 | 0.035773 | 0.043012 | 0.035773 | 0.036515 | 0.035773 | 0.015279 | 0.014789 | 0.32342 | 0.069505 | 0.024587 | 0.024587 | 0.055027 | 0.041364 | 0.13901 | 0.02975 | 0.068236 | 0.013605 | 0.0054612 | 0.017375 | 0.20599 | 0.00099294 | 0.0039982 | 0.00099294 | 0.092507 | 0.00099294 | 0.000999 | 0.02685 | 0.041729 | 0.032334 | 0.0136 | 0.013565 | 0.0136 | 0.0136 | 0 | 0.027268 | 0.055862 | 0.055399 | 0.019514 | 0.0098657 | 0.020978 | 0.2313 | 0.2859 | 0.5394 | 0.12756 | 0.0099294 | 0.0099294 | 0.0099294 | 0.014894 | 0.01539 | 0.014894 | 0.01539 | 0.014894 | 0.015279 | 0.014789 | 0.32759 |  | 0.024821 | 0.024821 | 0.066689 | 0.024963 | 0.14961 | 0.02975 |  | 0.013592 | 0.0054612 | 0.017375 | 0.20599 | 0.0020195 | 0.00098651 | 0.00099294 | 0.10692 | 0.00099294 | 0.000999 | 0.00051366 | 0.033372 | 0.010598 | 0.0136 | 0.027479 | 0.0136 | 0.0136 | 0 | 0.027168 |  |  | 0.019514 | 0.0098658 | 0.020978 | 0.2313 | 0.2859 | 0.5394 | 0.12756 | 0.0099294 | 0.0099294 | 0.0099294 | 0.015651 | 0.022906 | 0.015651 | 0.016164 | 0.022394 | 0.015162 | 0.014679 | 0.32759 | 0.024187 | 0.024821 | 0.024821 | 0.024187 | 0.024963 | 0.1004 | 0.025187 | 0.010659 | 0.00050681 | 0.14466 | 0.50875 | 0.60375 | 0.00050688 | 0.0005005 | 0.02655 | 0.0075156 | 0.00054659 | 0.00099923 | 0.0070628 | 0.51698 | 0.021873 | 0.0069695 | 0.0069695 | 0.0069695 |  | 0 | 0.020137 | 0.51025 | 0.51025 | 0.50161 | 0.0099294 | 0.22307 | 0.24129 | 0.2968 | 0.55457 | 0.13581 | 0.505 | 0.505 | 0.010746 | 0.5075 | 0.50775 | 0.5075 | 0.50775 | 0.5075 | 0.0069816 | 0.0069781 |  | 0.44068 |  |  | 0.36486 | 0.27401 | 0.44721 | 0.50975 | 0.00050975 | 0.00050681 | 0.0027775 | 0.00050875 | 0.00060375 | 0.1411 | 0.000505 | 0.000505 | 0.00054659 | 0.0005005 | 0.0005005 | 0.00051366 | 0.00051698 | 0.010598 | 0.50687 | 0.50688 | 0.50687 | 0.50687 | 0 | 0.020137 | 0.51025 | 0.51025 | 0.01025 | 0.0099294 | 0.47823 | 0.0033908 | 0.003542 | 0.0042443 | 0.0031034 | 1 | 0.505 | 0.0027775 | 0.0027912 | 0.0027926 | 0.0027912 | 0.0027926 | 0.0027912 | 0.0069816 | 0.0069781 | 0.0036575 | 0.5125 | 0.0028188 | 0.0028188 | 0.5125 | 0.0005125 | 0.5525 | 0.025187 | 0.010659 | 0.00050681 | 0.14466 | 0.50875 | 0.60375 | 0.00050688 | 0.0005005 | 0.02655 | 0.0075156 | 0.00054659 | 0.00099923 | 0.0070628 | 0.51698 | 0.021873 | 0.0069695 | 0.0069695 | 0.0069695 |  | 0 | 0.020137 | 0.51025 | 0.51025 | 0.50161 | 0.0099294 | 0.22307 | 0.24129 | 0.2968 | 0.55457 | 0.13581 | 0.505 | 0.505 | 0.010746 | 0.5075 | 0.50775 | 0.5075 | 0.50775 | 0.5075 | 0.0069816 | 0.0069781 |  | 0.44068 |  |  | 0.36486 | 0.27401 | 0.44721 | 0.02975 |  | 0.013592 | 0.0054612 | 0.017375 | 0.20599 | 0.0020195 | 0.00098651 | 0.00099294 | 0.10692 | 0.00099294 | 0.000999 | 0.00051366 | 0.033372 | 0.010598 | 0.0136 | 0.027479 | 0.0136 | 0.0136 | 0 | 0.027168 |  |  | 0.019514 | 0.0098658 | 0.020978 | 0.2313 | 0.2859 | 0.5394 | 0.12756 | 0.0099294 | 0.0099294 | 0.0099294 | 0.015651 | 0.022906 | 0.015651 | 0.016164 | 0.022394 | 0.015162 | 0.014679 | 0.32759 | 0.024187 | 0.024821 | 0.024821 | 0.024187 | 0.024963 | 0.1004 | 0.10227 | 0.083837
7: platform (watertightness) | 0.029771 | 0.067841 | 0.013605 | 0.0054261 | 0.017239 | 0.20339 | 0.00098657 | 0.0034716 | 0.00098657 | 0.091392 | 0.00098657 | 0.00099901 | 0.027271 | 0.034946 | 0.032341 | 0.070417 | 0.035999 | 0.047258 | 0.047258 | 0 | 0.027107 | 0.055539 | 0.055079 | 0.019516 | 0.0098657 | 0.020879 | 0.22838 | 0.28227 | 0.53247 | 0.12599 | 0.0098657 | 0.0098657 | 0.0098657 | 0.014789 | 0.015279 | 0.014789 | 0.015279 | 0.014789 | 0.015091 | 0.014612 | 0.32342 | 0.089371 | 0.024587 | 0.024587 | 0.064239 | 0.024963 | 0.14662 | 0.039034 | 0.017866 | 0.013605 | 0.0054261 | 0.033257 | 0.25924 | 0.00098654 | 0.00099901 | 0.00098657 | 0.091392 | 0.0020439 | 0.00099848 | 0.027271 | 0.041232 | 0.032905 | 0.013565 | 0.013565 | 0.027221 | 0.013548 | 0 | 0.027268 | 0.031056 | 0.031056 | 0.019516 | 0.0098657 | 0.027584 | 0.22838 | 0.28227 | 0.53247 | 0.12599 | 0.025475 | 0.025475 | 0.0098657 | 0.035779 | 0.043019 | 0.035779 | 0.036522 | 0.035779 | 0.015279 | 0.014789 | 0.32342 | 0.069506 | 0.024587 | 0.024587 | 0.055028 | 0.041365 | 0.13901 | 0.029771 | 0.067841 | 0.013605 | 0.0054261 | 0.017239 | 0.20339 | 0.00098657 | 0.0039804 | 0.00098657 | 0.091392 | 0.00098657 | 0.00099901 | 0.048125 | 0.041698 | 0.032341 | 0.013548 | 0.048071 | 0.013548 | 0.013548 | 0 | 0.02702 | 0.055539 | 0.055079 | 0.019516 | 0.0098657 | 0.020879 | 0.22838 | 0.28227 | 0.53247 | 0.12599 | 0.0098657 | 0.0098657 | 0.0098657 | 0.014789 | 0.015279 | 0.014789 | 0.015279 | 0.014789 | 0.014989 | 0.014516 | 0.32342 | 0.091555 | 0.024587 | 0.024587 | 0.066527 | 0.024963 | 0.14946 | 0.029771 | 0.067841 | 0.013605 | 0.0054262 | 0.017239 | 0.2034 | 0.00098657 | 0.0039825 | 0.00098657 | 0.091393 | 0.00098657 | 0.00099901 | 0.027271 | 0.047526 | 0.032341 | 0.025636 | 0.013385 | 0.013574 | 0.013574 | 0 | 0.02727 | 0.055539 | 0.055079 | 0.019516 | 0.0098657 | 0.020879 | 0.22838 | 0.28227 | 0.53248 | 0.12599 | 0.0098657 | 0.0098657 | 0.0098657 | 0.029186 | 0.029932 | 0.029186 | 0.029932 | 0.029186 | 0.015281 | 0.014791 | 0.32342 | 0 | 0.024587 | 0.024587 | 0.068503 | 0.024963 | 0.15191 | 0.028893 | 0.017862 | 0.013605 | 0.016621 | 0.026632 | 0.25402 | 0.00098973 | 0.00099901 | 0.0035244 | 0.091951 | 0.000916 | 0.00099904 | 0.026983 | 0.041255 | 0.032904 | 0.013609 | 0.013609 | 0.013564 | 0.085786 | 0 | 0.027268 | 0.031113 | 0.031113 |  | 0.0098657 | 0.025167 | 0.25385 | 0.30843 | 0.56184 | 0.15016 | 0.020212 | 0.020212 | 0.02043 | 0.029116 | 0.036468 | 0.029116 | 0.02986 | 0.029116 | 0.015279 | 0.014789 | 0.38175 | 0.069565 | 0.082211 | 0.082211 | 0.055062 | 0.04086 | 0.13905 | 0.02975 | 0.069491 | 0.013598 | 0.0054612 | 0.017375 | 0.20599 | 0.0015143 | 0.00098973 | 0.00099294 | 0.10045 | 0.00099294 | 0.000999 | 0.51366 | 0.0071085 | 0.032235 | 0.0069781 | 0.50688 | 0.0069781 | 0.0069781 | 0 | 0.023708 | 0.060141 | 0.059681 | 0.019514 | 0.0098657 | 0.020978 | 0.2313 | 0.2859 | 0.5394 | 0.12756 | 0.0099294 | 0.0099294 | 0.0099294 | 0.014894 | 0.0069816 | 0.014894 | 0.01539 | 0.0069781 | 0.01113 | 0.010883 | 0.32759 | 0.024493 | 0.024821 | 0.024821 | 0.024493 | 0.024963 | 0.10262 | 0.02975 | 0.054819 | 0.013612 | 0.0054612 | 0.017375 | 0.20599 | 0.00050688 | 0.0032457 | 0.00099294 | 0.0075156 | 0.00099294 | 0.000999 | 0.00051366 |  | 0.010598 | 0.50687 | 0.50687 | 0.27782 | 0.042213 | 0 |  |  |  | 0.019514 | 0.0098657 | 0.020978 | 0.2313 | 0.2859 | 0.5394 | 0.12756 | 0.0099294 | 0.0099294 | 0.0099294 | 0.015651 | 0.016164 | 0.015651 | 0.016164 | 0.015651 | 0.01113 | 0.010883 | 0.32759 | 0.48141 | 0.024821 | 0.024821 | 0.4484 | 0.024963 | 0.5525 | 0.50975 | 0.50975 | 0.00050681 | 0.0027775 | 0.50875 | 0.60375 | 0.00051025 | 0.000505 | 0.0005005 | 0.00054659 | 0.5005 | 0.0005005 | 0.51366 | 0.51698 | 0.010598 | 0.0075156 | 0.0075156 | 0.0069695 | 0.50687 | 0 | 0.50687 | 0.011205 | 0.011205 | 0.51 | 0.0099294 | 0.47823 | 0.6165 | 0.644 | 0.77169 | 0.56425 | 0.505 | 1 | 0.000505 | 0.5075 | 0.50775 | 0.5075 | 0.50775 | 0.5075 | 0.0069816 | 0.0069781 | 0.665 | 0.5125 | 0.5125 | 0.5125 | 0.010506 | 0.5125 | 0.011326 | 0.034606 |  | 0.00050681 | 0.0057603 | 0.00050875 | 0.00060375 | 0.00051025 | 0.0005005 | 0.0012976 | 0.54659 | 0.0010473 | 0.00099898 | 0.51366 | 0.00051698 | 0.033608 | 0.00050688 | 0.00050688 | 0.013652 |  | 0 | 0.027362 | 0.00051025 | 0.00051025 | 0.062625 | 0.0099294 | 0.011535 | 0.23581 | 0.29135 | 0.54924 | 0.13027 | 0.010695 | 0.010695 | 0.010473 | 0.15851 | 0.16502 | 0.15851 | 0.16377 | 0.15851 | 0.015389 | 0.014893 | 0.34198 | 0.026393 | 0.027023 | 0.027023 | 0.026007 | 0.024736 | 0.10787 | 0.02975 | 0.069491 | 0.013598 | 0.0054612 | 0.017375 | 0.20599 | 0.0015143 | 0.00098973 | 0.00099294 | 0.10045 | 0.00099294 | 0.000999 | 0.00051366 | 0.0071085 | 0.032235 | 0.0069781 | 0.50687 | 0.0069781 | 0.0069781 | 0 | 0.023708 | 0.060141 | 0.059681 | 0.019514 | 0.0098657 | 0.020978 | 0.2313 | 0.2859 | 0.5394 | 0.12756 | 0.0099294 | 0.0099294 | 0.0099294 | 0.015651 | 0.50775 | 0.015651 | 0.016164 | 0.5075 | 0.01113 | 0.010883 | 0.32759 | 0.024493 | 0.024821 | 0.024821 | 0.024493 | 0.024963 | 0.10262 | 0.099911 | 0.08283
7: ballast system failure | 0.029771 | 0.067841 | 0.013605 | 0.0054261 | 0.017239 | 0.20339 | 0.00098657 | 0.0034716 | 0.00098657 | 0.091392 | 0.00098657 | 0.00099901 | 0.027271 | 0.034946 | 0.032341 |  | 0.035999 | 0.047258 | 0.047258 | 0 | 0.027107 | 0.055539 | 0.055079 | 0.019516 | 0.0098657 | 0.020879 | 0.22838 | 0.28227 | 0.53247 | 0.12599 | 0.0098657 | 0.0098657 | 0.0098657 | 0.014789 | 0.015279 | 0.014789 | 0.015279 | 0.014789 | 0.015091 | 0.014612 | 0.32342 | 0.089371 | 0.024587 | 0.024587 | 0.064239 | 0.024963 | 0.14662 | 0.039034 | 0.017866 | 0.013605 | 0.0054261 | 0.033257 | 0.25924 | 0.00098654 | 0.00099901 | 0.00098657 | 0.091392 | 0.0020439 | 0.00099848 | 0.027271 | 0.041232 | 0.032905 | 0.013565 | 0.013565 | 0.027221 | 0.013548 | 0 | 0.027268 | 0.031056 | 0.031056 | 0.019516 | 0.0098657 | 0.027584 | 0.22838 | 0.28227 | 0.53247 | 0.12599 | 0.025475 | 0.025475 | 0.0098657 | 0.035779 | 0.043019 | 0.035779 | 0.036522 | 0.035779 | 0.015279 | 0.014789 | 0.32342 | 0.069506 | 0.024587 | 0.024587 | 0.055028 | 0.041365 | 0.13901 | 0.029771 | 0.067841 | 0.013605 | 0.0054261 | 0.017239 | 0.20339 | 0.00098657 | 0.0039804 | 0.00098657 | 0.091392 | 0.00098657 | 0.00099901 | 0.048125 | 0.041698 | 0.032341 | 0.013548 | 0.048071 | 0.013548 | 0.013548 | 0 | 0.027019 | 0.055539 | 0.055079 | 0.019516 | 0.0098657 | 0.020879 | 0.22838 | 0.28227 | 0.53247 | 0.12599 | 0.0098657 | 0.0098657 | 0.0098657 | 0.014789 | 0.015279 | 0.014789 | 0.015279 | 0.014789 | 0.014989 | 0.014516 | 0.32342 | 0.091555 | 0.024587 | 0.024587 | 0.066527 | 0.024963 | 0.14946 | 0.029771 | 0.067841 | 0.013605 | 0.0054262 | 0.017239 | 0.2034 | 0.00098657 | 0.0039825 | 0.00098657 | 0.091393 | 0.00098657 | 0.00099901 | 0.027271 | 0.047526 | 0.032341 | 0.025636 | 0.013385 | 0.013574 | 0.013574 | 0 | 0.02727 | 0.055539 | 0.055079 | 0.019516 | 0.0098657 | 0.020879 | 0.22838 | 0.28227 | 0.53248 | 0.12599 | 0.0098657 | 0.0098657 | 0.0098657 | 0.029186 | 0.029932 | 0.029186 | 0.029932 | 0.029186 | 0.015281 | 0.014791 | 0.32342 |  | 0.024587 | 0.024587 | 0.068503 | 0.024963 | 0.15191 | 0.038495 | 0.017862 | 0.013605 | 0.0054261 | 0.026632 | 0.25402 | 0.00098973 | 0.00099901 | 0.00098657 | 0.091951 | 0.000916 | 0.00099904 | 0.026983 | 0.041255 | 0.032904 | 0.013609 | 0.013609 | 0.013564 | 0.013548 | 0 | 0.027268 | 0.031113 | 0.031113 | 0.019516 | 0.0098657 | 0.025167 | 0.22838 | 0.28226 | 0.53247 | 0.12599 | 0.020212 | 0.020212 | 0.0098657 | 0.029116 | 0.036468 | 0.029116 | 0.02986 | 0.029116 | 0.015279 | 0.014789 | 0.32341 | 0.069565 | 0.024587 | 0.024587 | 0.055062 | 0.04086 | 0.13905 | 0.02975 | 0.069491 | 0.013598 | 0.0054612 | 0.017375 | 0.20599 | 0.0015143 | 0.00098973 | 0.00099294 | 0.10045 | 0.00099294 | 0.000999 | 0.51366 | 0.0071085 | 0.032235 | 0.0069781 | 0.50687 | 0.0069781 | 0.0069781 | 0 | 0.023708 | 0.060141 | 0.059681 | 0.019514 | 0.0098657 | 0.020978 | 0.2313 | 0.2859 | 0.5394 | 0.12756 | 0.0099294 | 0.0099294 | 0.0099294 | 0.014894 | 0.0069816 | 0.014894 | 0.01539 | 0.0069781 | 0.01113 | 0.010883 | 0.32759 | 0.024493 | 0.024821 | 0.024821 | 0.024493 | 0.024963 | 0.10262 | 0.03889 | 0.018532 | 0.013612 | 0.0054612 | 0.019602 | 0.22225 | 0.00050688 | 0.00099925 | 0.00099294 | 0.0075156 | 0.0011109 | 0.00099895 | 0.00051366 | 0.037821 | 0.033101 | 0.0069695 | 0.0069695 | 0.013609 |  | 0 | 0.027316 | 0.022548 | 0.022548 | 0.019514 | 0.0098657 | 0.022072 | 0.2313 | 0.2859 | 0.5394 | 0.12756 | 0.013781 | 0.013781 | 0.0099294 | 0.019133 | 0.023104 | 0.019133 | 0.019646 | 0.019133 | 0.015335 | 0.014842 | 0.32759 | 0.060511 | 0.024821 | 0.024821 | 0.049815 | 0.036783 | 0.1339 | 0.50975 | 0.00050975 | 0.00050681 | 0.0027775 | 0.00050875 | 0.00060375 | 0.00051025 | 0.000505 | 0.000505 | 0.00054659 | 0.0005005 | 0.0005005 | 0.00051366 | 0.00051698 | 0.010598 | 0.50687 | 0.50687 | 0.50688 | 0.50687 | 0 | 0.50687 | 0.51025 | 0.011205 | 0.51 | 0.0099294 | 0.47823 | 0.6165 | 0.644 | 0.77169 | 0.56425 | 0.000505 | 0.000505 | 1 | 0.0005075 | 0.00050775 | 0.0005075 | 0.00050775 | 0.0005075 | 0.0069816 | 0.0069781 | 0.000665 | 0.5125 | 0.0005125 | 0.0005125 | 0.5125 | 0.0005125 | 0.5525 | 0.043638 | 0.018532 | 0.00050681 | 0.0057603 | 0.00050875 | 0.00060375 | 0.00051025 | 0.0005005 | 0.0012976 | 0.0075156 | 0.0011325 | 0.00099893 | 0.51366 | 0.00051698 | 0.033608 | 0.00050688 | 0.00050688 | 0.013652 |  | 0 | 0.027362 | 0.00051025 | 0.00051025 | 0.062625 | 0.0099294 | 0.011535 | 0.23581 | 0.29135 | 0.54924 | 0.13027 | 0.011539 | 0.011539 | 0.010473 | 0.15851 | 0.16502 | 0.15851 | 0.16377 | 0.15851 | 0.015389 | 0.014893 | 0.34198 | 0.026393 | 0.027023 | 0.027023 | 0.026007 | 0.024736 | 0.10787 | 0.02975 | 0.069491 | 0.013598 | 0.0054612 | 0.017375 | 0.20599 | 0.0015143 | 0.00098973 | 0.00099294 | 0.10045 | 0.00099294 | 0.000999 | 0.00051366 | 0.0071085 | 0.032235 | 0.0069781 | 0.50687 | 0.0069781 | 0.0069781 | 0 | 0.023708 | 0.060141 | 0.059681 | 0.019514 | 0.0098657 | 0.020978 | 0.2313 | 0.2859 | 0.5394 | 0.12756 | 0.0099294 | 0.0099294 | 0.0099294 | 0.015651 | 0.50775 | 0.015651 | 0.016164 | 0.5075 | 0.01113 | 0.010883 | 0.32759 | 0.024493 | 0.024821 | 0.024821 | 0.024493 | 0.024963 | 0.10262 | 0.080709 | 0.042555
7: chain | 0.029771 | 0.067841 | 0.013605 | 0.0054261 | 0.017239 | 0.20339 | 0.00098657 | 0.0034716 | 0.00098657 | 0.091392 | 0.00098657 | 0.00099901 | 0.027271 | 0.041706 | 0.032341 | 0.013565 | 0.013565 | 0.047247 | 0.040697 | 0 | 0.027268 | 0.055539 | 0.055079 | 0.019516 | 0.0098657 | 0.020879 | 0.22838 | 0.28227 | 0.53247 | 0.12599 | 0.0098657 | 0.0098657 | 0.0098657 | 0.014789 | 0.015279 | 0.014789 | 0.015279 | 0.014789 | 0.015279 | 0.014789 | 0.32342 | 0.091558 | 0.024587 | 0.024587 | 0.06653 | 0.024963 | 0.14946 | 0.029771 | 0.067841 | 0.013605 | 0.0054261 | 0.017239 | 0.20339 | 0.00098657 | 0.0039804 | 0.00098657 | 0.091392 | 0.00098657 | 0.00099901 | 0.027271 | 0.041698 | 0.032341 | 0.013548 | 0.070788 | 0.013548 | 0.013548 | 0 | 0.026856 | 0.055539 | 0.055079 | 0.019516 | 0.0098657 | 0.020879 | 0.22838 | 0.28227 | 0.53247 | 0.12599 | 0.0098657 | 0.0098657 | 0.0098657 | 0.014789 | 0.015279 | 0.014789 | 0.015279 | 0.014789 | 0.014798 | 0.014336 | 0.32342 | 0.091555 | 0.024587 | 0.024587 | 0.066527 | 0.024963 | 0.14946 | 0.029771 | 0.067841 | 0.013605 | 0.0054261 | 0.017239 | 0.20339 | 0.00098657 | 0.0034716 | 0.00098657 | 0.091392 | 0.00098657 | 0.00099901 | 0.027271 | 0.034946 | 0.032341 | 0.070461 | 0.035999 | 0.047302 | 0.047302 | 0 | 0.027107 | 0.055539 | 0.055079 | 0.019516 | 0.0098657 | 0.020879 | 0.22838 | 0.28226 | 0.53247 | 0.12599 | 0.0098657 | 0.0098657 | 0.0098657 | 0.014789 | 0.015279 | 0.014789 | 0.015279 | 0.014789 | 0.015091 | 0.014612 | 0.32341 | 0.089371 | 0.024587 | 0.024587 | 0.064239 | 0.024963 | 0.14662 | 0.039034 | 0.017866 | 0.013605 | 0.0054261 | 0.033259 | 0.25924 | 0.00098651 | 0.00099901 | 0.00098657 | 0.091388 | 0.0020441 | 0.00099848 | 0.027284 | 0.041232 | 0.032905 | 0.013565 | 0.013565 | 0.027243 | 0.013548 | 0 | 0.027268 | 0.031056 | 0.031056 | 0.019516 | 0.0098657 | 0.027585 | 0.22838 | 0.28226 | 0.53247 | 0.12599 | 0.025477 | 0.025477 | 0.0098657 | 0.035786 | 0.043025 | 0.035786 | 0.036529 | 0.035786 | 0.015279 | 0.014789 | 0.32341 | 0.069505 | 0.024587 | 0.024587 | 0.055027 | 0.041365 | 0.13901 | 0.03132 | 0.038604 | 0.013612 | 0.0027875 | 0.0069317 | 0.0082261 | 0.00050681 | 0.0027793 | 0.00050681 | 0.0074473 | 0.00050681 | 0.00099925 | 0.044611 | 0.041266 | 0.032897 | 0.0136 | 0.0355 | 0.0136 | 0.0136 | 0 | 0.02711 | 0.03139 | 0.031143 | 0.019684 | 0.0098657 | 0.013686 | 0.0083998 | 0.0087745 | 0.010514 | 0.0076879 | 0.0050681 | 0.0050681 | 0.0050681 | 0.0069147 | 0.0069181 | 0.0069147 | 0.0069181 | 0.0069147 | 0.015095 | 0.014616 | 0.0090606 | 0.069709 | 0.0069828 | 0.0069828 | 0.05508 | 0.024975 | 0.13907 | 0.03132 | 0.038604 | 0.013612 | 0.0027875 | 0.0069317 | 0.0082261 | 0.00050681 | 0.0025396 | 0.00050681 | 0.0074473 | 0.00050681 | 0.00099925 | 0.00051366 | 0.27916 | 0.032897 | 0.50687 | 0.0070628 | 0.0069781 | 0.0069781 | 0 | 0.027315 | 0.03139 | 0.031143 | 0.019684 | 0.0098657 | 0.013686 | 0.0083998 | 0.0087745 | 0.010514 | 0.0076879 | 0.0050681 | 0.0050681 | 0.0050681 | 0.5075 | 0.50775 | 0.5075 | 0.50775 | 0.5075 | 0.015334 | 0.014841 | 0.0090606 | 0.15063 | 0.0069828 | 0.0069828 | 0.13776 | 0.024975 | 0.24165 | 0.025187 | 0.010659 | 0.00050681 | 0.45337 | 0.50875 | 0.60375 | 0.00050688 | 0.0005005 | 0.5005 | 0.0075156 | 0.00054659 | 0.00099923 | 0.0070628 | 0.51698 | 0.021873 | 0.0069695 | 0.0069695 | 0.0069695 | 0.47045 | 0 | 0.020137 | 0.51025 | 0.51025 | 0.39189 | 0.0050681 | 0.47823 | 0.6165 | 0.644 | 0.77169 | 0.56425 | 0.505 | 0.505 | 0.505 | 0.5075 | 0.50775 | 0.5075 | 0.50775 | 0.5075 | 0.0069816 | 0.0069781 | 0.665 | 0.44068 | 0.5125 | 0.5125 | 0.36486 | 0.27401 | 0.44721 | 0.50975 | 0.010659 | 0.00050681 | 0.50275 | 0.50875 | 0.60375 | 0.072241 | 0.00050688 | 0.0005005 | 0.54659 | 0.00054659 | 0.0005005 | 0.51366 | 0.0071085 | 0.010598 | 0.0069781 | 0.50688 | 0.0069781 | 0.0069781 | 0 | 0.50687 | 0.51025 | 0.51025 | 0.51 | 0.0050681 | 0.47823 | 0.6165 | 0.644 | 0.77169 | 0.56425 | 0.505 | 0.505 | 0.505 | 1 | 0.0069816 | 0.5075 | 0.50775 | 0.0069781 | 0.0069816 | 0.0069781 | 0.022589 | 0.012925 | 0.012925 | 0.012925 | 0.012925 | 0.5125 | 0.018767 | 0.025187 | 0.010659 | 0.00050681 | 0.3564 | 0.50875 | 0.60375 | 0.00050688 | 0.0005005 | 0.068953 | 0.0075156 | 0.00054659 | 0.00099923 | 0.0070628 | 0.51698 | 0.021873 | 0.0069695 | 0.0069695 | 0.0069695 | 0.47045 | 0 | 0.020137 | 0.51025 | 0.51025 | 0.39189 | 0.0099294 | 0.22307 | 0.6165 | 0.644 | 0.77169 | 0.56425 | 0.505 | 0.505 | 0.37481 | 0.5075 | 0.50775 | 0.5075 | 0.50775 | 0.5075 | 0.0069816 | 0.0069781 | 0.665 | 0.44068 | 0.5125 | 0.5125 | 0.36486 | 0.27401 | 0.44721 | 0.03132 | 0.038604 | 0.013612 | 0.0027875 | 0.0069317 | 0.0082261 | 0.00050681 | 0.0025396 | 0.00050681 | 0.0074473 | 0.00050681 | 0.00099925 | 0.00051366 | 0.26214 | 0.032897 | 0.47157 | 0.013559 | 0.0069781 | 0.0069781 | 0 | 0.027268 | 0.03139 | 0.031143 | 0.019684 | 0.0098657 | 0.013686 | 0.0083998 | 0.0087745 | 0.010514 | 0.0076879 | 0.0050681 | 0.0050681 | 0.0050681 | 0.5075 | 0.50775 | 0.5075 | 0.50775 | 0.5075 | 0.015279 | 0.01479 | 0.0090606 | 0.14484 | 0.0069828 | 0.0069828 | 0.13185 | 0.024975 | 0.23431 | 0.13399 | 0.14386
7: synthetic rope | 0.029771 | 0.067841 | 0.013605 | 0.0054261 | 0.017239 | 0.20339 | 0.00098657 | 0.0034716 | 0.00098657 | 0.091392 | 0.00098657 | 0.00099901 | 0.027271 | 0.041706 | 0.032341 | 0.013565 | 0.013565 | 0.047247 | 0.040697 | 0 | 0.027268 | 0.055539 | 0.055079 | 0.019516 | 0.0098657 | 0.020879 | 0.22838 | 0.28227 | 0.53247 | 0.12599 | 0.0098657 | 0.0098657 | 0.0098657 | 0.014789 | 0.015279 | 0.014789 | 0.015279 | 0.014789 | 0.015279 | 0.014789 | 0.32342 | 0.091558 | 0.024587 | 0.024587 | 0.06653 | 0.024963 | 0.14946 | 0.029771 | 0.067841 | 0.013605 | 0.0054261 | 0.017239 | 0.20339 | 0.00098657 | 0.0039804 | 0.00098657 | 0.091392 | 0.00098657 | 0.00099901 | 0.027271 | 0.041698 | 0.032341 | 0.013548 | 0.070788 | 0.013548 | 0.013548 | 0 | 0.026856 | 0.055539 | 0.055079 | 0.019516 | 0.0098657 | 0.020879 | 0.22838 | 0.28227 | 0.53247 | 0.12599 | 0.0098657 | 0.0098657 | 0.0098657 | 0.014789 | 0.015279 | 0.014789 | 0.015279 | 0.014789 | 0.014798 | 0.014336 | 0.32342 | 0.091555 | 0.024587 | 0.024587 | 0.066527 | 0.024963 | 0.14946 | 0.029771 | 0.067841 | 0.013605 | 0.0054261 | 0.017239 | 0.20339 | 0.00098657 | 0.0034716 | 0.00098657 | 0.091392 | 0.00098657 | 0.00099901 | 0.027271 | 0.034946 | 0.032341 | 0.070461 | 0.035999 | 0.047302 | 0.047302 | 0 | 0.027107 | 0.055539 | 0.055079 | 0.019516 | 0.0098657 | 0.020879 | 0.22838 | 0.28226 | 0.53247 | 0.12599 | 0.0098657 | 0.0098657 | 0.0098657 | 0.014789 | 0.015279 | 0.014789 | 0.015279 | 0.014789 | 0.015091 | 0.014612 | 0.32341 | 0.089371 | 0.024587 | 0.024587 | 0.064239 | 0.024963 | 0.14662 | 0.039034 | 0.017866 | 0.013605 | 0.0054261 | 0.033259 | 0.25924 | 0.00098651 | 0.00099901 | 0.00098657 | 0.091388 | 0.0020441 | 0.00099848 | 0.027284 | 0.041232 | 0.032905 | 0.013565 | 0.013565 | 0.027243 | 0.013548 | 0 | 0.027268 | 0.031056 | 0.031056 | 0.019516 | 0.0098657 | 0.027585 | 0.22838 | 0.28226 | 0.53247 | 0.12599 | 0.025477 | 0.025477 | 0.0098657 | 0.035786 | 0.043025 | 0.035786 | 0.036529 | 0.035786 | 0.015279 | 0.014789 | 0.32341 | 0.069505 | 0.024587 | 0.024587 | 0.055027 | 0.041365 | 0.13901 | 0.03132 | 0.038604 | 0.013612 | 0.0027875 | 0.0069317 | 0.0082261 | 0.00050681 | 0.0027793 | 0.00050681 | 0.0074473 | 0.00050681 | 0.00099925 | 0.044611 | 0.041266 | 0.032897 | 0.0136 | 0.0355 | 0.0136 | 0.0136 | 0 | 0.02711 | 0.03139 | 0.031143 | 0.019684 | 0.0098657 | 0.013686 | 0.0083998 | 0.0087745 | 0.010514 | 0.0076879 | 0.0050681 | 0.0050681 | 0.0050681 | 0.0069147 | 0.0069181 | 0.0069147 | 0.0069181 | 0.0069147 | 0.015095 | 0.014616 | 0.0090606 | 0.069709 | 0.0069828 | 0.0069828 | 0.05508 | 0.024975 | 0.13907 | 0.03132 | 0.038604 | 0.013612 | 0.0027875 | 0.0069317 | 0.0082261 | 0.00050681 | 0.0025396 | 0.00050681 | 0.0074473 | 0.00050681 | 0.00099925 | 0.00051366 | 0.27916 | 0.032897 | 0.50687 | 0.0070628 | 0.0069781 | 0.0069781 | 0 | 0.027315 | 0.03139 | 0.031143 | 0.019684 | 0.0098657 | 0.013686 | 0.0083998 | 0.0087745 | 0.010514 | 0.0076879 | 0.0050681 | 0.0050681 | 0.0050681 | 0.5075 | 0.50775 | 0.5075 | 0.50775 | 0.5075 | 0.015334 | 0.014841 | 0.0090606 | 0.15063 | 0.0069828 | 0.0069828 | 0.13776 | 0.024975 | 0.24165 | 0.025187 | 0.010659 | 0.00050681 | 0.45337 | 0.50875 | 0.60375 | 0.00050688 | 0.0005005 | 0.5005 | 0.0075156 | 0.00054659 | 0.00099923 | 0.0070628 | 0.51698 | 0.021873 | 0.0069695 | 0.0069695 | 0.0069695 | 0.47045 | 0 | 0.020137 | 0.51025 | 0.51025 | 0.39189 | 0.0050681 | 0.47823 | 0.6165 | 0.644 | 0.77169 | 0.56425 | 0.505 | 0.505 | 0.505 | 0.5075 | 0.50775 | 0.5075 | 0.50775 | 0.5075 | 0.0069816 | 0.0069781 | 0.665 | 0.44068 | 0.5125 | 0.5125 | 0.36486 | 0.27401 | 0.44721 | 0.50975 | 0.010659 | 0.00050681 | 0.50275 | 0.50875 | 0.60375 | 0.072241 | 0.00050688 | 0.0005005 | 0.54659 | 0.00054659 | 0.0005005 | 0.51366 | 0.0071085 | 0.010598 | 0.0069816 | 0.50688 | 0.0069816 | 0.0069816 | 0 | 0.50687 | 0.51025 | 0.51025 | 0.51 | 0.0050681 | 0.47823 | 0.6165 | 0.644 | 0.77169 | 0.56425 | 0.505 | 0.505 | 0.505 | 0.5075 | 1 | 0.5075 | 0.50775 | 0.0069781 | 0.0069816 | 0.0069781 | 0.022589 | 0.012925 | 0.012925 | 0.012925 | 0.012925 | 0.5125 | 0.018767 | 0.025187 | 0.010659 | 0.00050681 | 0.3564 | 0.50875 | 0.60375 | 0.00050688 | 0.0005005 | 0.068953 | 0.0075156 | 0.00054659 | 0.00099923 | 0.0070628 | 0.51698 | 0.021873 | 0.0069695 | 0.0069695 | 0.0069695 | 0.47045 | 0 | 0.020137 | 0.51025 | 0.51025 | 0.39189 | 0.0099294 | 0.22307 | 0.6165 | 0.644 | 0.77169 | 0.56425 | 0.505 | 0.505 | 0.37481 | 0.5075 | 0.50775 | 0.5075 | 0.50775 | 0.5075 | 0.0069816 | 0.0069781 | 0.665 | 0.44068 | 0.5125 | 0.5125 | 0.36486 | 0.27401 | 0.44721 | 0.03132 | 0.038604 | 0.013612 | 0.0027875 | 0.0069317 | 0.0082261 | 0.00050681 | 0.0025396 | 0.00050681 | 0.0074473 | 0.00050681 | 0.00099925 | 0.00051366 | 0.26214 | 0.032897 | 0.47157 | 0.013559 | 0.0069781 | 0.0069781 | 0 | 0.027268 | 0.03139 | 0.031143 | 0.019684 | 0.0098657 | 0.013686 | 0.0083998 | 0.0087745 | 0.010514 | 0.0076879 | 0.0050681 | 0.0050681 | 0.0050681 | 0.5075 | 0.50775 | 0.5075 | 0.50775 | 0.5075 | 0.015279 | 0.01479 | 0.0090606 | 0.14484 | 0.0069828 | 0.0069828 | 0.13185 | 0.024975 | 0.23431 | 0.13505 | 0.15449
7: wire rope | 0.029771 | 0.067841 | 0.013605 | 0.0054261 | 0.017239 | 0.20339 | 0.00098657 | 0.0034716 | 0.00098657 | 0.091392 | 0.00098657 | 0.00099901 | 0.027271 | 0.041706 | 0.032341 | 0.013565 | 0.013565 | 0.047247 | 0.040697 | 0 | 0.027268 | 0.055539 | 0.055079 | 0.019516 | 0.0098657 | 0.020879 | 0.22838 | 0.28227 | 0.53247 | 0.12599 | 0.0098657 | 0.0098657 | 0.0098657 | 0.014789 | 0.015279 | 0.014789 | 0.015279 | 0.014789 | 0.015279 | 0.014789 | 0.32342 | 0.091558 | 0.024587 | 0.024587 | 0.06653 | 0.024963 | 0.14946 | 0.029771 | 0.067841 | 0.013605 | 0.0054261 | 0.017239 | 0.20339 | 0.00098657 | 0.0039804 | 0.00098657 | 0.091392 | 0.00098657 | 0.00099901 | 0.027271 | 0.041698 | 0.032341 | 0.013548 | 0.070788 | 0.013548 | 0.013548 | 0 | 0.026856 | 0.055539 | 0.055079 | 0.019516 | 0.0098657 | 0.020879 | 0.22838 | 0.28227 | 0.53247 | 0.12599 | 0.0098657 | 0.0098657 | 0.0098657 | 0.014789 | 0.015279 | 0.014789 | 0.015279 | 0.014789 | 0.014798 | 0.014336 | 0.32342 | 0.091555 | 0.024587 | 0.024587 | 0.066527 | 0.024963 | 0.14946 | 0.029771 | 0.067841 | 0.013605 | 0.0054261 | 0.017239 | 0.20339 | 0.00098657 | 0.0034716 | 0.00098657 | 0.091392 | 0.00098657 | 0.00099901 | 0.027271 | 0.034946 | 0.032341 | 0.070461 | 0.035999 | 0.047302 | 0.047302 | 0 | 0.027107 | 0.055539 | 0.055079 | 0.019516 | 0.0098657 | 0.020879 | 0.22838 | 0.28226 | 0.53247 | 0.12599 | 0.0098657 | 0.0098657 | 0.0098657 | 0.014789 | 0.015279 | 0.014789 | 0.015279 | 0.014789 | 0.015091 | 0.014612 | 0.32341 | 0.089371 | 0.024587 | 0.024587 | 0.064239 | 0.024963 | 0.14662 | 0.039034 | 0.017866 | 0.013605 | 0.0054261 | 0.033259 | 0.25924 | 0.00098651 | 0.00099901 | 0.00098657 | 0.091388 | 0.0020441 | 0.00099848 | 0.027284 | 0.041232 | 0.032905 | 0.013565 | 0.013565 | 0.027243 | 0.013548 | 0 | 0.027268 | 0.031056 | 0.031056 | 0.019516 | 0.0098657 | 0.027585 | 0.22838 | 0.28226 | 0.53247 | 0.12599 | 0.025477 | 0.025477 | 0.0098657 | 0.035786 | 0.043025 | 0.035786 | 0.036529 | 0.035786 | 0.015279 | 0.014789 | 0.32341 | 0.069505 | 0.024587 | 0.024587 | 0.055027 | 0.041365 | 0.13901 | 0.03132 | 0.038604 | 0.013612 | 0.0027875 | 0.0069317 | 0.0082261 | 0.00050681 | 0.0027793 | 0.00050681 | 0.0074473 | 0.00050681 | 0.00099925 | 0.044611 | 0.041266 | 0.032897 | 0.0136 | 0.0355 | 0.0136 | 0.0136 | 0 | 0.02711 | 0.03139 | 0.031143 | 0.019684 | 0.0098657 | 0.013686 | 0.0083998 | 0.0087745 | 0.010514 | 0.0076879 | 0.0050681 | 0.0050681 | 0.0050681 | 0.0069147 | 0.0069181 | 0.0069147 | 0.0069181 | 0.0069147 | 0.015095 | 0.014616 | 0.0090606 | 0.069709 | 0.0069828 | 0.0069828 | 0.05508 | 0.024975 | 0.13907 | 0.03132 | 0.038604 | 0.013612 | 0.0027875 | 0.0069317 | 0.0082261 | 0.00050681 | 0.0025396 | 0.00050681 | 0.0074473 | 0.00050681 | 0.00099925 | 0.00051366 | 0.27916 | 0.032897 | 0.50687 | 0.0070628 | 0.0069781 | 0.0069781 | 0 | 0.027315 | 0.03139 | 0.031143 | 0.019684 | 0.0098657 | 0.013686 | 0.0083998 | 0.0087745 | 0.010514 | 0.0076879 | 0.0050681 | 0.0050681 | 0.0050681 | 0.5075 | 0.50775 | 0.5075 | 0.50775 | 0.5075 | 0.015334 | 0.014841 | 0.0090606 | 0.15063 | 0.0069828 | 0.0069828 | 0.13776 | 0.024975 | 0.24165 | 0.025187 | 0.010659 | 0.00050681 | 0.45337 | 0.50875 | 0.60375 | 0.00050688 | 0.0005005 | 0.5005 | 0.0075156 | 0.00054659 | 0.00099923 | 0.0070628 | 0.51698 | 0.021873 | 0.0069695 | 0.0069695 | 0.0069695 | 0.47045 | 0 | 0.020137 | 0.51025 | 0.51025 | 0.39189 | 0.0050681 | 0.47823 | 0.6165 | 0.644 | 0.77169 | 0.56425 | 0.505 | 0.505 | 0.505 | 0.5075 | 0.50775 | 0.5075 | 0.50775 | 0.5075 | 0.0069816 | 0.0069781 | 0.665 | 0.44068 | 0.5125 | 0.5125 | 0.36486 | 0.27401 | 0.44721 | 0.50975 | 0.010659 | 0.00050681 | 0.50275 | 0.50875 | 0.60375 | 0.072241 | 0.00050688 | 0.0005005 | 0.54659 | 0.00054659 | 0.0005005 | 0.51366 | 0.0071085 | 0.010598 | 0.0069781 | 0.50688 | 0.0069781 | 0.0069781 | 0 | 0.50687 | 0.51025 | 0.51025 | 0.51 | 0.0050681 | 0.47823 | 0.6165 | 0.644 | 0.77169 | 0.56425 | 0.505 | 0.505 | 0.505 | 0.5075 | 0.0069816 | 1 | 0.50775 | 0.0069781 | 0.0069816 | 0.0069781 | 0.022589 | 0.012925 | 0.012925 | 0.012925 | 0.012925 | 0.5125 | 0.018767 | 0.025187 | 0.010659 | 0.00050681 | 0.3564 | 0.50875 | 0.60375 | 0.00050688 | 0.0005005 | 0.068953 | 0.0075156 | 0.00054659 | 0.00099923 | 0.0070628 | 0.51698 | 0.021873 | 0.0069695 | 0.0069695 | 0.0069695 | 0.47045 | 0 | 0.020137 | 0.51025 | 0.51025 | 0.39189 | 0.0099294 | 0.22307 | 0.6165 | 0.644 | 0.77169 | 0.56425 | 0.505 | 0.505 | 0.37481 | 0.5075 | 0.50775 | 0.5075 | 0.50775 | 0.5075 | 0.0069816 | 0.0069781 | 0.665 | 0.44068 | 0.5125 | 0.5125 | 0.36486 | 0.27401 | 0.44721 | 0.03132 | 0.038604 | 0.013612 | 0.0027875 | 0.0069317 | 0.0082261 | 0.00050681 | 0.0025396 | 0.00050681 | 0.0074473 | 0.00050681 | 0.00099925 | 0.00051366 | 0.26214 | 0.032897 | 0.47157 | 0.013559 | 0.0069781 | 0.0069781 | 0 | 0.027268 | 0.03139 | 0.031143 | 0.019684 | 0.0098657 | 0.013686 | 0.0083998 | 0.0087745 | 0.010514 | 0.0076879 | 0.0050681 | 0.0050681 | 0.0050681 | 0.5075 | 0.50775 | 0.5075 | 0.50775 | 0.5075 | 0.015279 | 0.01479 | 0.0090606 | 0.14484 | 0.0069828 | 0.0069828 | 0.13185 | 0.024975 | 0.23431 | 0.13399 | 0.14386
7: connectors | 0.029771 | 0.067841 | 0.013605 | 0.0054261 | 0.017239 | 0.20339 | 0.00098657 | 0.0034716 | 0.00098657 | 0.091392 | 0.00098657 | 0.00099901 | 0.027271 | 0.041706 | 0.032341 | 0.013565 | 0.013565 | 0.047247 | 0.040697 | 0 | 0.027268 | 0.055539 | 0.055079 | 0.019516 | 0.0098657 | 0.020879 | 0.22838 | 0.28227 | 0.53247 | 0.12599 | 0.0098657 | 0.0098657 | 0.0098657 | 0.014789 | 0.015279 | 0.014789 | 0.015279 | 0.014789 | 0.015279 | 0.014789 | 0.32342 | 0.091558 | 0.024587 | 0.024587 | 0.06653 | 0.024963 | 0.14946 | 0.029771 | 0.067841 | 0.013605 | 0.0054261 | 0.017239 | 0.20339 | 0.00098657 | 0.0039804 | 0.00098657 | 0.091392 | 0.00098657 | 0.00099901 | 0.027271 | 0.041698 | 0.032341 | 0.013548 | 0.070788 | 0.013548 | 0.013548 | 0 | 0.026856 | 0.055539 | 0.055079 | 0.019516 | 0.0098657 | 0.020879 | 0.22838 | 0.28227 | 0.53247 | 0.12599 | 0.0098657 | 0.0098657 | 0.0098657 | 0.014789 | 0.015279 | 0.014789 | 0.015279 | 0.014789 | 0.014798 | 0.014336 | 0.32342 | 0.091555 | 0.024587 | 0.024587 | 0.066527 | 0.024963 | 0.14946 | 0.029771 | 0.067841 | 0.013605 | 0.0054261 | 0.017239 | 0.20339 | 0.00098657 | 0.0034716 | 0.00098657 | 0.091392 | 0.00098657 | 0.00099901 | 0.027271 | 0.034946 | 0.032341 | 0.070461 | 0.035999 | 0.047302 | 0.047302 | 0 | 0.027107 | 0.055539 | 0.055079 | 0.019516 | 0.0098657 | 0.020879 | 0.22838 | 0.28226 | 0.53247 | 0.12599 | 0.0098657 | 0.0098657 | 0.0098657 | 0.014789 | 0.015279 | 0.014789 | 0.015279 | 0.014789 | 0.015091 | 0.014612 | 0.32341 | 0.089371 | 0.024587 | 0.024587 | 0.064239 | 0.024963 | 0.14662 | 0.039034 | 0.017866 | 0.013605 | 0.0054261 | 0.033259 | 0.25924 | 0.00098651 | 0.00099901 | 0.00098657 | 0.091388 | 0.0020441 | 0.00099848 | 0.027284 | 0.041232 | 0.032905 | 0.013565 | 0.013565 | 0.027243 | 0.013548 | 0 | 0.027268 | 0.031056 | 0.031056 | 0.019516 | 0.0098657 | 0.027585 | 0.22838 | 0.28226 | 0.53247 | 0.12599 | 0.025477 | 0.025477 | 0.0098657 | 0.035786 | 0.043025 | 0.035786 | 0.036529 | 0.035786 | 0.015279 | 0.014789 | 0.32341 | 0.069505 | 0.024587 | 0.024587 | 0.055027 | 0.041365 | 0.13901 | 0.03132 | 0.038604 | 0.013612 | 0.0027875 | 0.0069317 | 0.0082261 | 0.00050681 | 0.0027793 | 0.00050681 | 0.0074473 | 0.00050681 | 0.00099925 | 0.044611 | 0.041266 | 0.032897 | 0.0136 | 0.0355 | 0.0136 | 0.0136 | 0 | 0.02711 | 0.03139 | 0.031143 | 0.019684 | 0.0098657 | 0.013686 | 0.0083998 | 0.0087745 | 0.010514 | 0.0076879 | 0.0050681 | 0.0050681 | 0.0050681 | 0.0069147 | 0.0069181 | 0.0069147 | 0.0069181 | 0.0069147 | 0.015095 | 0.014616 | 0.0090606 | 0.069709 | 0.0069828 | 0.0069828 | 0.05508 | 0.024975 | 0.13907 | 0.03132 | 0.038604 | 0.013612 | 0.0027875 | 0.0069317 | 0.0082261 | 0.00050681 | 0.0025396 | 0.00050681 | 0.0074473 | 0.00050681 | 0.00099925 | 0.00051366 | 0.27916 | 0.032897 | 0.50687 | 0.0070628 | 0.0069781 | 0.0069781 | 0 | 0.027315 | 0.03139 | 0.031143 | 0.019684 | 0.0098657 | 0.013686 | 0.0083998 | 0.0087745 | 0.010514 | 0.0076879 | 0.0050681 | 0.0050681 | 0.0050681 | 0.5075 | 0.50775 | 0.5075 | 0.50775 | 0.5075 | 0.015334 | 0.014841 | 0.0090606 | 0.15063 | 0.0069828 | 0.0069828 | 0.13776 | 0.024975 | 0.24165 | 0.025187 | 0.010659 | 0.00050681 | 0.45337 | 0.50875 | 0.60375 | 0.00050688 | 0.0005005 | 0.5005 | 0.0075156 | 0.00054659 | 0.00099923 | 0.0070628 | 0.51698 | 0.021873 | 0.0069695 | 0.0069695 | 0.0069695 | 0.47045 | 0 | 0.020137 | 0.51025 | 0.51025 | 0.39189 | 0.0050681 | 0.47823 | 0.6165 | 0.644 | 0.77169 | 0.56425 | 0.505 | 0.505 | 0.505 | 0.5075 | 0.50775 | 0.5075 | 0.50775 | 0.5075 | 0.0069816 | 0.0069781 | 0.665 | 0.44068 | 0.5125 | 0.5125 | 0.36486 | 0.27401 | 0.44721 | 0.50975 | 0.010659 | 0.00050681 | 0.50275 | 0.50875 | 0.60375 | 0.072241 | 0.00050688 | 0.0005005 | 0.54659 | 0.00054659 | 0.0005005 | 0.51366 | 0.0071085 | 0.010598 | 0.0069816 | 0.50688 | 0.0069816 | 0.0069816 | 0 | 0.50687 | 0.51025 | 0.51025 | 0.51 | 0.0050681 | 0.47823 | 0.6165 | 0.644 | 0.77169 | 0.56425 | 0.505 | 0.505 | 0.505 | 0.5075 | 0.0069816 | 0.5075 | 1 | 0.0069781 | 0.0069816 | 0.0069781 | 0.022589 | 0.012925 | 0.012925 | 0.012925 | 0.012925 | 0.5125 | 0.018767 | 0.025187 | 0.010659 | 0.00050681 | 0.3564 | 0.50875 | 0.60375 | 0.00050688 | 0.0005005 | 0.068953 | 0.0075156 | 0.00054659 | 0.00099923 | 0.0070628 | 0.51698 | 0.021873 | 0.0069695 | 0.0069695 | 0.0069695 | 0.47045 | 0 | 0.020137 | 0.51025 | 0.51025 | 0.39189 | 0.0099294 | 0.22307 | 0.6165 | 0.644 | 0.77169 | 0.56425 | 0.505 | 0.505 | 0.37481 | 0.5075 | 0.50775 | 0.5075 | 0.50775 | 0.5075 | 0.0069816 | 0.0069781 | 0.665 | 0.44068 | 0.5125 | 0.5125 | 0.36486 | 0.27401 | 0.44721 | 0.03132 | 0.038604 | 0.013612 | 0.0027875 | 0.0069317 | 0.0082261 | 0.00050681 | 0.0025396 | 0.00050681 | 0.0074473 | 0.00050681 | 0.00099925 | 0.00051366 | 0.26214 | 0.032897 | 0.47157 | 0.013559 | 0.0069781 | 0.0069781 | 0 | 0.027268 | 0.03139 | 0.031143 | 0.019684 | 0.0098657 | 0.013686 | 0.0083998 | 0.0087745 | 0.010514 | 0.0076879 | 0.0050681 | 0.0050681 | 0.0050681 | 0.5075 | 0.50775 | 0.5075 | 0.50775 | 0.5075 | 0.015279 | 0.01479 | 0.0090606 | 0.14484 | 0.0069828 | 0.0069828 | 0.13185 | 0.024975 | 0.23431 | 0.13399 | 0.14449
7: clump weights or floats | 0.029771 | 0.067841 | 0.013605 | 0.0054261 | 0.017239 | 0.20339 | 0.00098657 | 0.0034716 | 0.00098657 | 0.091392 | 0.00098657 | 0.00099901 | 0.027271 | 0.034946 | 0.032341 | 0.070417 | 0.035999 | 0.047258 | 0.047258 | 0 | 0.027107 | 0.055539 | 0.055079 | 0.019516 | 0.0098657 | 0.020879 | 0.22838 | 0.28227 | 0.53247 | 0.12599 | 0.0098657 | 0.0098657 | 0.0098657 | 0.014789 | 0.015279 | 0.014789 | 0.015279 | 0.014789 | 0.015091 | 0.014612 | 0.32342 | 0.089371 | 0.024587 | 0.024587 | 0.064239 | 0.024963 | 0.14662 | 0.039034 | 0.017866 | 0.013605 | 0.0054261 | 0.033257 | 0.25924 | 0.00098654 | 0.00099901 | 0.00098657 | 0.091392 | 0.0020439 | 0.00099848 | 0.027271 | 0.041232 | 0.032905 | 0.013565 | 0.013565 | 0.027221 | 0.013548 | 0 | 0.027268 | 0.031056 | 0.031056 | 0.019516 | 0.0098657 | 0.027584 | 0.22838 | 0.28227 | 0.53247 | 0.12599 | 0.025475 | 0.025475 | 0.0098657 | 0.035779 | 0.043019 | 0.035779 | 0.036522 | 0.035779 | 0.015279 | 0.014789 | 0.32342 | 0.069506 | 0.024587 | 0.024587 | 0.055028 | 0.041365 | 0.13901 | 0.029771 | 0.067841 | 0.013605 | 0.0054261 | 0.017239 | 0.20339 | 0.00098657 | 0.0039804 | 0.00098657 | 0.091392 | 0.00098657 | 0.00099901 | 0.048124 | 0.041697 | 0.032341 | 0.013548 | 0.04807 | 0.013548 | 0.013548 | 0 | 0.02702 | 0.055539 | 0.055079 | 0.019516 | 0.0098657 | 0.020879 | 0.22838 | 0.28226 | 0.53247 | 0.12599 | 0.0098657 | 0.0098657 | 0.0098657 | 0.014789 | 0.015279 | 0.014789 | 0.015279 | 0.014789 | 0.014989 | 0.014516 | 0.32341 | 0.091555 | 0.024587 | 0.024587 | 0.066527 | 0.024963 | 0.14946 | 0.029769 | 0.067869 | 0.013605 | 0.0054286 | 0.017248 | 0.20358 | 0.00098702 | 0.0039836 | 0.00098702 | 0.091472 | 0.00098702 | 0.00099901 | 0.027284 | 0.047528 | 0.032341 | 0.025639 | 0.013385 | 0.013574 | 0.013574 | 0 | 0.02727 | 0.055562 | 0.055102 | 0.019516 | 0.0098657 | 0.020886 | 0.22859 | 0.28252 | 0.53297 | 0.1261 | 0.0098702 | 0.0098702 | 0.0098702 | 0.02874 | 0.029487 | 0.02874 | 0.029487 | 0.02874 | 0.015281 | 0.014791 | 0.32371 | 0.093461 | 0.024604 | 0.024604 | 0.068514 | 0.024963 | 0.15192 | 0.029238 | 0.018532 | 0.013612 | 0.012142 | 0.019286 | 0.22131 | 0.00050688 | 0.00099925 | 0.0027078 | 0.0075156 | 0.00095035 | 0.00099903 | 0.0070628 | 0.037821 | 0.033101 | 0.0069695 | 0.0069695 | 0.013609 | 0.071994 | 0 | 0.027316 | 0.022548 | 0.022548 | 0.094749 | 0.0098657 | 0.021944 | 0.2493 | 0.30422 | 0.55921 | 0.14496 | 0.01354 | 0.01354 | 0.015717 | 0.02058 | 0.024609 | 0.02058 | 0.021149 | 0.02058 | 0.015335 | 0.014842 | 0.37185 | 0.060511 | 0.067586 | 0.067586 | 0.049815 | 0.036707 | 0.1339 | 0.038078 | 0.014255 | 0.012671 | 0.0054612 | 0.097122 | 0.44198 | 0.072241 | 0.00050688 | 0.0012787 | 0.54659 | 0.0037305 | 0.00099764 | 0.51366 | 0.0071085 | 0.031081 | 0.0069781 | 0.50688 | 0.0069781 | 0.0069781 | 0 | 0.023708 | 0.11028 | 0.11028 | 0.051835 | 0.0098702 | 0.055498 | 0.2313 | 0.2859 | 0.5394 | 0.12756 | 0.24776 | 0.24776 | 0.0099294 | 0.33543 | 0.0069816 | 0.33543 | 0.33813 | 0.0069781 | 0.01113 | 0.010883 | 0.33947 | 0.024493 | 0.028315 | 0.028315 | 0.024493 | 0.080616 | 0.10262 | 0.034839 | 0.010659 | 0.00050681 | 0.0054612 | 0.50875 | 0.60375 | 0.00050688 | 0.0005005 | 0.00099294 | 0.0075156 | 0.00054659 | 0.00099923 | 0.0070628 | 0.51698 | 0.021873 | 0.0069695 | 0.0069695 | 0.013609 |  | 0 | 0.027316 | 0.51025 | 0.51025 | 0.019514 | 0.0099294 | 0.22307 | 0.2313 | 0.2859 | 0.5394 | 0.12756 | 0.062136 | 0.062136 | 0.0099294 | 0.28557 | 0.50775 | 0.28557 | 0.29498 | 0.5075 | 0.015335 | 0.014842 | 0.32759 | 0.44068 | 0.024821 | 0.024821 | 0.36486 | 0.27401 | 0.44721 | 0.39259 | 0.50975 | 0.00050681 | 0.0027775 | 0.50875 | 0.60375 | 0.00050688 | 0.19583 | 0.000505 | 0.0075156 | 0.5005 | 0.00074975 | 0.0070628 | 0.0071085 | 0.51698 | 0.0069781 | 0.0069781 | 0.0069695 | 0.50687 | 0 | 0.50687 | 0.010598 | 0.010598 | 0.51 | 0.0099294 | 0.2577 | 0.0033908 | 0.003542 | 0.0042443 | 0.0031034 | 0.0050688 | 0.0050688 | 0.0027775 | 0.0069781 | 0.50775 | 0.0069781 | 0.0069816 | 1 | 0.0069816 | 0.0069781 | 0.022589 | 0.012925 | 0.012925 | 0.012925 | 0.012925 | 0.010506 | 0.018767 | 0.034839 | 0.010659 | 0.00050681 | 0.0054612 | 0.50875 | 0.60375 | 0.00051025 | 0.0005005 | 0.00099294 | 0.0075156 | 0.00054659 | 0.00099923 | 0.0070628 | 0.51698 | 0.021873 | 0.0069695 | 0.0069695 | 0.013609 |  | 0 | 0.027316 | 0.51025 | 0.51025 | 0.019514 | 0.0099294 | 0.22307 | 0.2313 | 0.2859 | 0.5394 | 0.12756 | 0.062136 | 0.062136 | 0.0099294 | 0.28557 | 0.50775 | 0.28557 | 0.29498 | 0.5075 | 0.015335 | 0.014842 | 0.32759 | 0.44068 | 0.024821 | 0.024821 | 0.36486 | 0.27401 | 0.44721 | 0.038078 | 0.014255 | 0.012671 | 0.0054612 | 0.097122 | 0.44198 | 0.072241 | 0.00050688 | 0.0012787 | 0.54659 | 0.0037305 | 0.00099764 | 0.51366 | 0.0071085 | 0.031081 | 0.0069781 | 0.50688 | 0.0069781 | 0.0069781 | 0 | 0.023708 | 0.11028 | 0.11028 | 0.051835 | 0.0098702 | 0.055498 | 0.2313 | 0.2859 | 0.5394 | 0.12756 | 0.24776 | 0.24776 | 0.0099294 | 0.33543 | 0.0069816 | 0.33543 | 0.33813 | 0.0069781 | 0.01113 | 0.010883 | 0.33947 | 0.024493 | 0.028315 | 0.028315 | 0.024493 | 0.080616 | 0.10262 | 0.10618 | 0.15228
7: single anchor | 0.029771 | 0.067841 | 0.013605 | 0.0054261 | 0.017239 | 0.20339 | 0.00098657 | 0.0034716 | 0.00098657 | 0.091392 | 0.00098657 | 0.00099901 | 0.027271 | 0.041706 | 0.032341 | 0.013565 | 0.013565 | 0.047247 | 0.040697 | 0 | 0.027268 | 0.055539 | 0.055079 | 0.019516 | 0.0098657 | 0.020879 | 0.22838 | 0.28227 | 0.53247 | 0.12599 | 0.0098657 | 0.0098657 | 0.0098657 | 0.014789 | 0.015279 | 0.014789 | 0.015279 | 0.014789 | 0.015279 | 0.014789 | 0.32342 | 0.091558 | 0.024587 | 0.024587 | 0.06653 | 0.024963 | 0.14946 | 0.029771 | 0.067841 | 0.013605 | 0.0054261 | 0.017239 | 0.20339 | 0.00098657 | 0.0039804 | 0.00098657 | 0.091392 | 0.00098657 | 0.00099901 | 0.027271 | 0.041698 | 0.032341 | 0.013548 | 0.070788 | 0.013548 | 0.013548 | 0 | 0.026856 | 0.055539 | 0.055079 | 0.019516 | 0.0098657 | 0.020879 | 0.22838 | 0.28227 | 0.53247 | 0.12599 | 0.0098657 | 0.0098657 | 0.0098657 | 0.014789 | 0.015279 | 0.014789 | 0.015279 | 0.014789 | 0.014798 | 0.014336 | 0.32342 | 0.091555 | 0.024587 | 0.024587 | 0.066527 | 0.024963 | 0.14946 | 0.029771 | 0.067841 | 0.013605 | 0.0054261 | 0.017239 | 0.20339 | 0.00098657 | 0.0034716 | 0.00098657 | 0.091392 | 0.00098657 | 0.00099901 | 0.027271 | 0.034946 | 0.032341 | 0.070461 | 0.035999 | 0.047302 | 0.047302 | 0 | 0.027107 | 0.055539 | 0.055079 | 0.019516 | 0.0098657 | 0.020879 | 0.22838 | 0.28226 | 0.53247 | 0.12599 | 0.0098657 | 0.0098657 | 0.0098657 | 0.014789 | 0.015279 | 0.014789 | 0.015279 | 0.014789 | 0.015091 | 0.014612 | 0.32341 | 0.089371 | 0.024587 | 0.024587 | 0.064239 | 0.024963 | 0.14662 | 0.039034 | 0.017866 | 0.013605 | 0.0054261 | 0.033259 | 0.25924 | 0.00098651 | 0.00099901 | 0.00098657 | 0.091388 | 0.0020441 | 0.00099848 | 0.027284 | 0.041232 | 0.032905 | 0.013565 | 0.013565 | 0.02722 | 0.013548 | 0 | 0.027268 | 0.031056 | 0.031056 | 0.019516 | 0.0098657 | 0.027585 | 0.22838 | 0.28226 | 0.53247 | 0.12599 | 0.025477 | 0.025477 | 0.0098657 | 0.035786 | 0.043025 | 0.035786 | 0.036529 | 0.035786 | 0.015279 | 0.014789 | 0.32341 | 0.069505 | 0.024587 | 0.024587 | 0.055027 | 0.041365 | 0.13901 | 0.03132 | 0.038604 | 0.013612 | 0.0027875 | 0.0069317 | 0.0082261 | 0.00050681 | 0.0027793 | 0.00050681 | 0.0074473 | 0.00050681 | 0.00099925 | 0.044611 | 0.041266 | 0.032897 | 0.0136 | 0.0355 | 0.0136 | 0.0136 | 0 | 0.02711 | 0.03139 | 0.031143 | 0.019684 | 0.0098657 | 0.013686 | 0.0083998 | 0.0087745 | 0.010514 | 0.0076879 | 0.0050681 | 0.0050681 | 0.0050681 | 0.0069147 | 0.0069181 | 0.0069147 | 0.0069181 | 0.0069147 | 0.015095 | 0.014616 | 0.0090606 | 0.069709 | 0.0069828 | 0.0069828 | 0.05508 | 0.024975 | 0.13907 | 0.03132 | 0.038604 | 0.013612 | 0.0027875 | 0.0069317 | 0.0082261 | 0.00050681 | 0.0025396 | 0.00050681 | 0.0074473 | 0.00050681 | 0.00099925 | 0.00051366 | 0.26214 | 0.032897 | 0.47157 | 0.013559 | 0.0069781 | 0.0069781 | 0 | 0.027268 | 0.03139 | 0.031143 | 0.019684 | 0.0098657 | 0.013686 | 0.0083998 | 0.0087745 | 0.010514 | 0.0076879 | 0.0050681 | 0.0050681 | 0.0050681 | 0.5075 | 0.50775 | 0.5075 | 0.50775 | 0.5075 | 0.015279 | 0.01479 | 0.0090606 | 0.14484 | 0.0069828 | 0.0069828 | 0.13185 | 0.024975 | 0.23431 | 0.025187 | 0.010659 | 0.00050681 | 0.45337 | 0.50875 | 0.60375 | 0.00050688 | 0.0005005 | 0.10918 | 0.0075156 | 0.00054659 | 0.00099923 | 0.0070628 | 0.51698 | 0.021873 | 0.0069695 | 0.0069695 | 0.0069695 | 0.47045 | 0 | 0.020137 | 0.51025 | 0.51025 | 0.39189 | 0.0050681 | 0.47823 | 0.6165 | 0.644 | 0.77169 | 0.56425 | 0.505 | 0.505 | 0.505 | 0.5075 | 0.50775 | 0.5075 | 0.50775 | 0.5075 | 0.0069816 | 0.0069781 | 0.665 | 0.44068 | 0.5125 | 0.5125 | 0.36486 | 0.27401 | 0.44721 | 0.50975 | 0.010659 | 0.00050681 | 0.50275 | 0.50875 | 0.60375 | 0.072241 | 0.00050688 | 0.0005005 | 0.54659 | 0.00054659 | 0.0005005 | 0.51366 | 0.0071085 | 0.0071085 | 0.0069816 | 0.50688 | 0.0069816 | 0.0069816 | 0 | 0.0069816 | 0.51025 | 0.51025 | 0.51 | 0.0050681 | 0.47823 | 0.6165 | 0.644 | 0.77169 | 0.56425 | 0.505 | 0.505 | 0.505 | 0.5075 | 0.0069816 | 0.5075 | 0.50775 | 0.0069781 | 1 | 0.0069781 | 0.022589 | 0.5125 | 0.5125 | 0.5125 | 0.5125 | 0.5125 | 0.5525 | 0.025187 | 0.010659 | 0.00050681 | 0.3564 | 0.50875 | 0.60375 | 0.00050688 | 0.0005005 | 0.068953 | 0.0075156 | 0.00054659 | 0.00099923 | 0.0070628 | 0.51698 | 0.021873 | 0.0069695 | 0.0069695 | 0.0069695 | 0.47045 | 0 | 0.020137 | 0.51025 | 0.51025 | 0.39189 | 0.0099294 | 0.22307 | 0.6165 | 0.644 | 0.77169 | 0.56425 | 0.505 | 0.505 | 0.37481 | 0.5075 | 0.50775 | 0.5075 | 0.50775 | 0.5075 | 0.0069816 | 0.0069781 | 0.665 | 0.44068 | 0.5125 | 0.5125 | 0.36486 | 0.27401 | 0.44721 | 0.03132 | 0.038604 | 0.013612 | 0.0027875 | 0.0069317 | 0.0082261 | 0.00050681 | 0.0025396 | 0.00050681 | 0.0074473 | 0.00050681 | 0.00099925 | 0.00051366 | 0.26214 | 0.032897 | 0.47157 | 0.013559 | 0.0069781 | 0.0069781 | 0 | 0.027268 | 0.03139 | 0.031143 | 0.019684 | 0.0098657 | 0.013686 | 0.0083998 | 0.0087745 | 0.010514 | 0.0076879 | 0.0050681 | 0.0050681 | 0.0050681 | 0.5075 | 0.50775 | 0.5075 | 0.50775 | 0.5075 | 0.015279 | 0.01479 | 0.0090606 | 0.14484 | 0.0069828 | 0.0069828 | 0.13185 | 0.024975 | 0.23431 | 0.1384 | 0.014421
7: shared anchor | 0.029771 | 0.067841 | 0.013605 | 0.0054261 | 0.017239 | 0.20339 | 0.00098657 | 0.0034716 | 0.00098657 | 0.091392 | 0.00098657 | 0.00099901 | 0.027271 | 0.034946 | 0.032341 | 0.070417 | 0.035999 | 0.047257 | 0.047257 | 0 | 0.027107 | 0.055539 | 0.055079 | 0.019516 | 0.0098657 | 0.020879 | 0.22838 | 0.28227 | 0.53247 | 0.12599 | 0.0098657 | 0.0098657 | 0.0098657 | 0.014789 | 0.015279 | 0.014789 | 0.015279 | 0.014789 | 0.015091 | 0.014612 | 0.32342 | 0.089371 | 0.024587 | 0.024587 | 0.064239 | 0.024963 | 0.14662 | 0.039034 | 0.017866 | 0.013605 | 0.0054261 | 0.033257 | 0.25924 | 0.00098654 | 0.00099901 | 0.00098657 | 0.091392 | 0.0020439 | 0.00099848 | 0.027271 | 0.041232 | 0.032905 | 0.013565 | 0.013565 | 0.02722 | 0.013548 | 0 | 0.027268 | 0.031056 | 0.031056 | 0.019516 | 0.0098657 | 0.027584 | 0.22838 | 0.28227 | 0.53247 | 0.12599 | 0.025475 | 0.025475 | 0.0098657 | 0.035779 | 0.043019 | 0.035779 | 0.036522 | 0.035779 | 0.015279 | 0.014789 | 0.32342 | 0.069506 | 0.024587 | 0.024587 | 0.055028 | 0.041365 | 0.13901 | 0.02975 | 0.068236 | 0.013605 | 0.0054612 | 0.017375 | 0.20599 | 0.00099294 | 0.0039963 | 0.00099294 | 0.092507 | 0.00099294 | 0.000999 | 0.048143 | 0.041704 | 0.032334 | 0.013548 | 0.048208 | 0.013548 | 0.013548 | 0 | 0.027019 | 0.055862 | 0.055399 | 0.019514 | 0.0098657 | 0.020978 | 0.2313 | 0.2859 | 0.5394 | 0.12756 | 0.0099294 | 0.0099294 | 0.0099294 | 0.014894 | 0.01539 | 0.014894 | 0.01539 | 0.014894 | 0.014988 | 0.014515 | 0.32759 | 0.091843 | 0.024821 | 0.024821 | 0.06668 | 0.024963 | 0.1496 | 0.02975 | 0.068236 | 0.013605 | 0.0054612 | 0.017375 | 0.20599 | 0.00099294 | 0.0039994 | 0.00099294 | 0.092507 | 0.00099294 | 0.000999 | 0.00051366 | 0.043523 | 0.032334 | 0.017315 | 0.013559 | 0.0136 | 0.0136 | 0 | 0.027268 | 0.055862 | 0.055399 | 0.019514 | 0.0098657 | 0.020978 | 0.2313 | 0.2859 | 0.5394 | 0.12756 | 0.0099294 | 0.0099294 | 0.0099294 | 0.015651 | 0.016164 | 0.015651 | 0.016164 | 0.015651 | 0.015279 | 0.01479 | 0.32759 | 0.092432 | 0.024821 | 0.024821 | 0.067297 | 0.024963 | 0.15036 | 0.025187 | 0.010659 | 0.00050681 | 0.022864 | 0.50875 | 0.60375 | 0.00050688 | 0.0005005 | 0.0044071 | 0.0075156 | 0.00054659 | 0.00099923 | 0.0070628 | 0.51698 | 0.021873 | 0.0069695 | 0.0069695 | 0.013609 | 0.068665 | 0 | 0.027316 | 0.51025 | 0.51025 | 0.37714 | 0.0099294 | 0.22307 | 0.24129 | 0.2968 | 0.55457 | 0.13581 | 0.062136 | 0.062136 | 0.010746 | 0.02058 | 0.024609 | 0.02058 | 0.021149 | 0.02058 | 0.015335 | 0.014842 | 0.62755 | 0.44068 | 0.44131 | 0.44131 | 0.36486 | 0.27401 | 0.44721 | 0.025187 | 0.010659 | 0.00050681 | 0.14407 | 0.50875 | 0.60375 | 0.072241 | 0.00050688 | 0.0005005 | 0.54659 | 0.00054659 | 0.00099923 | 0.51366 | 0.0071085 | 0.021873 | 0.0069781 | 0.50688 | 0.0069781 | 0.0069781 | 0 | 0.020137 | 0.51025 | 0.51025 | 0.033685 | 0.0099294 | 0.22307 | 0.24129 | 0.2968 | 0.55457 | 0.13581 | 0.505 | 0.505 | 0.010746 | 0.5075 | 0.0069816 | 0.5075 | 0.50775 | 0.0069781 | 0.0069816 | 0.0069781 | 0.022589 | 0.012925 | 0.012925 | 0.012925 | 0.012925 | 0.27401 | 0.018767 | 0.025187 | 0.010659 | 0.00050681 | 0.14466 | 0.50875 | 0.60375 | 0.00050688 | 0.0005005 | 0.02655 | 0.0075156 | 0.00054659 | 0.00099923 | 0.0070628 | 0.51698 | 0.021873 | 0.0069695 | 0.0069695 | 0.0069695 | 0.47045 | 0 | 0.020137 | 0.51025 | 0.51025 | 0.37714 | 0.0099294 | 0.22307 | 0.24129 | 0.2968 | 0.55457 | 0.13581 | 0.505 | 0.505 | 0.010746 | 0.5075 | 0.50775 | 0.5075 | 0.50775 | 0.5075 | 0.0069816 | 0.0069781 | 0.62755 | 0.44068 | 0.44131 | 0.44131 | 0.36486 | 0.27401 | 0.44721 | 0.025187 | 0.010659 | 0.00050681 | 0.14407 | 0.50875 | 0.60375 | 0.072241 | 0.00050688 | 0.0005005 | 0.54659 | 0.00054659 | 0.00099923 | 0.51366 | 0.0071085 | 0.0071085 | 0.0069781 | 0.50688 | 0.0069781 | 0.0069781 | 0 | 0.0069781 | 0.51025 | 0.51025 | 0.32918 | 0.0099294 | 0.22307 | 0.24064 | 0.29606 | 0.5534 | 0.13534 | 0.505 | 0.505 | 0.010526 | 0.5075 | 0.0069816 | 0.5075 | 0.50775 | 0.0069781 | 0.0069816 | 1 | 0.022589 | 0.38774 | 0.38774 | 0.38774 | 0.38774 | 0.27401 | 0.5525 | 0.025187 | 0.010659 | 0.00050681 | 0.14466 | 0.50875 | 0.60375 | 0.00050688 | 0.0005005 | 0.02655 | 0.0075156 | 0.00054659 | 0.00099923 | 0.0070628 | 0.51698 | 0.021873 | 0.0069695 | 0.0069695 | 0.0069695 | 0.47045 | 0 | 0.020137 | 0.51025 | 0.51025 | 0.37714 | 0.0099294 | 0.22307 | 0.24129 | 0.2968 | 0.55457 | 0.13581 | 0.505 | 0.505 | 0.010746 | 0.5075 | 0.50775 | 0.5075 | 0.50775 | 0.5075 | 0.0069816 | 0.0069781 | 0.62755 | 0.44068 | 0.44131 | 0.44131 | 0.36486 | 0.27401 | 0.44721 | 0.025187 | 0.010659 | 0.00050681 | 0.14407 | 0.50875 | 0.60375 | 0.072241 | 0.00050688 | 0.0005005 | 0.54659 | 0.00054659 | 0.00099923 | 0.51366 | 0.0071085 | 0.021873 | 0.0069781 | 0.50688 | 0.0069781 | 0.0069781 | 0 | 0.020137 | 0.51025 | 0.51025 | 0.033685 | 0.0099294 | 0.22307 | 0.24129 | 0.2968 | 0.55457 | 0.13581 | 0.505 | 0.505 | 0.010746 | 0.5075 | 0.0069816 | 0.5075 | 0.50775 | 0.0069781 | 0.0069816 | 0.0069781 | 0.022589 | 0.012925 | 0.012925 | 0.012925 | 0.012925 | 0.27401 | 0.018767 | 0.15298 | 0.014079
7: buoyancy modules | 0.029771 | 0.067841 | 0.013605 | 0.0054261 | 0.017239 | 0.20339 | 0.00098657 | 0.0039804 | 0.00098657 | 0.091392 | 0.00098657 | 0.00099901 | 0.027271 | 0.041619 | 0.032341 | 0.013385 | 0.013385 | 0.013548 | 0.013548 | 0 | 0.02727 | 0.055539 | 0.055079 | 0.019516 | 0.0098657 | 0.020879 | 0.22838 | 0.28227 | 0.53247 | 0.12599 | 0.0098657 | 0.0098657 | 0.0098657 | 0.029189 | 0.029936 | 0.029189 | 0.029936 | 0.029189 | 0.015281 | 0.014791 | 0.32342 | 0.09153 | 0.024587 | 0.024587 | 0.066501 | 0.024963 | 0.14943 | 0.029771 | 0.067841 | 0.013605 | 0.0054261 | 0.017239 | 0.20339 | 0.00098657 | 0.0034716 | 0.00098657 | 0.091392 | 0.00098657 | 0.00099901 | 0.028291 | 0.034946 | 0.032341 | 0.056333 | 0.028504 | 0.040697 | 0.040697 | 0 | 0.027161 | 0.055539 | 0.055079 | 0.019516 | 0.0098657 | 0.020879 | 0.22838 | 0.28227 | 0.53247 | 0.12599 | 0.0098657 | 0.0098657 | 0.0098657 | 0.014789 | 0.015279 | 0.014789 | 0.015279 | 0.014789 | 0.015154 | 0.014671 | 0.32342 | 0.089371 | 0.024587 | 0.024587 | 0.064239 | 0.024963 | 0.14662 | 0.029771 | 0.067841 | 0.013605 | 0.0054261 | 0.017239 | 0.20339 | 0.00098657 | 0.0039804 | 0.00098657 | 0.091392 | 0.00098657 | 0.00099901 | 0.027271 | 0.041619 | 0.032341 | 0.013385 | 0.013385 | 0.013548 | 0.013548 | 0 | 0.02727 | 0.055539 | 0.055079 | 0.019516 | 0.0098657 | 0.020879 | 0.22838 | 0.28227 | 0.53247 | 0.12599 | 0.0098657 | 0.0098657 | 0.0098657 | 0.029189 | 0.029936 | 0.029189 | 0.029936 | 0.029189 | 0.015281 | 0.014791 | 0.32342 | 0.09153 | 0.024587 | 0.024587 | 0.066501 | 0.024963 | 0.14943 | 0.029771 | 0.067841 | 0.013605 | 0.0054261 | 0.017239 | 0.20339 | 0.00098657 | 0.0034716 | 0.00098657 | 0.091392 | 0.00098657 | 0.00099901 | 0.028291 | 0.034946 | 0.032341 | 0.056333 | 0.028504 | 0.040697 | 0.040697 | 0 | 0.027161 | 0.055539 | 0.055079 | 0.019516 | 0.0098657 | 0.020879 | 0.22838 | 0.28226 | 0.53247 | 0.12599 | 0.0098657 | 0.0098657 | 0.0098657 | 0.014789 | 0.015279 | 0.014789 | 0.015279 | 0.014789 | 0.015154 | 0.014671 | 0.32341 | 0.089371 | 0.024587 | 0.024587 | 0.064239 | 0.024963 | 0.14662 | 0.029771 | 0.067841 | 0.013605 | 0.0054261 | 0.017239 | 0.20339 | 0.00098657 | 0.0039804 | 0.00098657 | 0.091392 | 0.00098657 | 0.00099901 | 0.027284 | 0.041619 | 0.032341 | 0.013385 | 0.013385 | 0.013548 | 0.013548 | 0 | 0.02727 | 0.055539 | 0.055079 | 0.019516 | 0.0098657 | 0.020879 | 0.22838 | 0.28226 | 0.53247 | 0.12599 | 0.0098657 | 0.0098657 | 0.0098657 | 0.029196 | 0.029942 | 0.029196 | 0.029942 | 0.029196 | 0.015281 | 0.014791 | 0.32341 | 0.09153 | 0.024587 | 0.024587 | 0.066501 | 0.024963 | 0.14943 | 0.03132 | 0.038604 | 0.013612 | 0.0027875 | 0.0069317 | 0.0082261 | 0.00050681 | 0.0022757 | 0.00050681 | 0.0074473 | 0.00050681 | 0.00099925 | 0.027824 | 0.034483 | 0.032897 | 0.032037 | 0.018784 | 0.026433 | 0.026433 | 0 | 0.027231 | 0.03139 | 0.031143 | 0.019684 | 0.0098657 | 0.32506 | 0.0083998 | 0.0087745 | 0.010514 | 0.0076879 | 0.0050681 | 0.0050681 | 0.0050681 | 0.0069147 | 0.0069181 | 0.0069147 | 0.0069181 | 0.0069147 | 0.015235 | 0.014748 | 0.0090606 | 0.067402 | 0.0069828 | 0.0069828 | 0.052723 | 0.024975 | 0.13614 | 0.03132 | 0.038604 | 0.013612 | 0.0027875 | 0.0069317 | 0.0082261 | 0.00050681 | 0.0022757 | 0.00050681 | 0.0074473 | 0.00050681 | 0.00099925 | 0.00051366 | 0.038113 | 0.032897 | 0.0070628 | 0.0070628 | 0.46928 | 0.46824 | 0 | 0.027315 | 0.03139 | 0.031143 | 0.019684 | 0.0098657 | 0.013686 | 0.0083998 | 0.0087745 | 0.010514 | 0.0076879 | 0.0050681 | 0.0050681 | 0.0050681 | 0.5075 | 0.50775 | 0.5075 | 0.50775 | 0.5075 | 0.015334 | 0.014841 | 0.0090606 | 0.068637 | 0.0069828 | 0.0069828 | 0.053984 | 0.024975 | 0.13771 | 0.033846 | 0.31415 | 0.00050681 | 0.0027875 | 0.00050875 | 0.60375 | 0.00051025 | 0.0005005 | 0.5005 | 0.54659 | 0.00050681 | 0.00099925 | 0.00051366 | 0.010598 | 0.010598 | 0.50688 | 0.00050688 | 0.50688 | 0.50687 | 0 | 0.020137 | 0.013633 | 0.013633 | 0.51 | 0.0050681 | 0.47823 | 0.0083998 | 0.0087745 | 0.010514 | 0.0076879 | 0.505 | 0.505 | 0.0050681 | 0.0077548 | 0.0080133 | 0.0077548 | 0.0080133 | 0.0077548 | 0.0069816 | 0.0069781 | 1 | 0.5125 | 0.5125 | 0.5125 | 0.010506 | 0.010506 | 0.011326 | 0.065918 | 0.36991 | 0.00050681 | 0.40099 | 0.00050875 | 0.00060375 | 0.00051025 | 0.0005005 | 0.5005 | 0.54659 | 0.072908 | 0.00096312 | 0.51366 | 0.00051698 | 0.010598 | 0.00050688 | 0.00050688 | 0.0069695 | 0.47045 | 0 | 0.020137 | 0.00051025 | 0.00051025 | 0.39148 | 0.0050681 | 0.47823 | 0.6165 | 0.644 | 0.77169 | 0.56425 | 0.505 | 0.505 | 0.505 | 0.5075 | 0.50775 | 0.5075 | 0.50775 | 0.5075 | 0.0069816 | 0.0069781 | 0.665 | 0.5125 | 0.5125 | 0.5125 | 0.5125 | 0.010506 | 0.5525 | 0.03132 | 0.038604 | 0.013612 | 0.0027875 | 0.0069317 | 0.0082261 | 0.00050681 | 0.0022757 | 0.00050681 | 0.0074473 | 0.00050681 | 0.00099925 | 0.00051366 | 0.038113 | 0.032897 | 0.0070628 | 0.0070628 | 0.46928 | 0.46824 | 0 | 0.027315 | 0.03139 | 0.031143 | 0.019684 | 0.0098657 | 0.013686 | 0.0083998 | 0.0087745 | 0.010514 | 0.0076879 | 0.0050681 | 0.0050681 | 0.0050681 | 0.5075 | 0.50775 | 0.5075 | 0.50775 | 0.5075 | 0.015334 | 0.014841 | 0.0090606 | 0.068637 | 0.0069828 | 0.0069828 | 0.053984 | 0.024975 | 0.13771 | 0.097854 | 0.28844
7: tether and anchor systems | 0.029771 | 0.067841 | 0.013605 | 0.0054261 | 0.017239 | 0.20339 | 0.00098657 | 0.0039804 | 0.00098657 | 0.091392 | 0.00098657 | 0.00099901 | 0.027271 | 0.041619 | 0.032341 | 0.013385 | 0.013385 | 0.013548 | 0.013548 | 0 | 0.02727 | 0.055539 | 0.055079 | 0.019516 | 0.0098657 | 0.020879 | 0.22838 | 0.28227 | 0.53247 | 0.12599 | 0.0098657 | 0.0098657 | 0.0098657 | 0.029189 | 0.029936 | 0.029189 | 0.029936 | 0.029189 | 0.015281 | 0.014791 | 0.32342 | 0.09153 | 0.024587 | 0.024587 | 0.066501 | 0.024963 | 0.14943 | 0.029771 | 0.067841 | 0.013605 | 0.0054261 | 0.017239 | 0.20339 | 0.00098657 | 0.0034716 | 0.00098657 | 0.091392 | 0.00098657 | 0.00099901 | 0.028291 | 0.034946 | 0.032341 | 0.056333 | 0.028504 | 0.040697 | 0.040697 | 0 | 0.027161 | 0.055539 | 0.055079 | 0.019516 | 0.0098657 | 0.020879 | 0.22838 | 0.28227 | 0.53247 | 0.12599 | 0.0098657 | 0.0098657 | 0.0098657 | 0.014789 | 0.015279 | 0.014789 | 0.015279 | 0.014789 | 0.015154 | 0.014671 | 0.32342 | 0.089371 | 0.024587 | 0.024587 | 0.064239 | 0.024963 | 0.14662 | 0.029771 | 0.067841 | 0.013605 | 0.0054261 | 0.017239 | 0.20339 | 0.00098657 | 0.0039804 | 0.00098657 | 0.091392 | 0.00098657 | 0.00099901 | 0.027271 | 0.041619 | 0.032341 | 0.013385 | 0.013385 | 0.013548 | 0.013548 | 0 | 0.02727 | 0.055539 | 0.055079 | 0.019516 | 0.0098657 | 0.020879 | 0.22838 | 0.28227 | 0.53247 | 0.12599 | 0.0098657 | 0.0098657 | 0.0098657 | 0.029189 | 0.029936 | 0.029189 | 0.029936 | 0.029189 | 0.015281 | 0.014791 | 0.32342 | 0.09153 | 0.024587 | 0.024587 | 0.066501 | 0.024963 | 0.14943 | 0.029771 | 0.067841 | 0.013605 | 0.0054261 | 0.017239 | 0.20339 | 0.00098657 | 0.0034716 | 0.00098657 | 0.091392 | 0.00098657 | 0.00099901 | 0.028291 | 0.034946 | 0.032341 | 0.056333 | 0.028504 | 0.040697 | 0.040697 | 0 | 0.027161 | 0.055539 | 0.055079 | 0.019516 | 0.0098657 | 0.020879 | 0.22838 | 0.28226 | 0.53247 | 0.12599 | 0.0098657 | 0.0098657 | 0.0098657 | 0.014789 | 0.015279 | 0.014789 | 0.015279 | 0.014789 | 0.015154 | 0.014671 | 0.32341 | 0.089371 | 0.024587 | 0.024587 | 0.064239 | 0.024963 | 0.14662 | 0.029771 | 0.067841 | 0.013605 | 0.0054261 | 0.017239 | 0.20339 | 0.00098657 | 0.0039804 | 0.00098657 | 0.091392 | 0.00098657 | 0.00099901 | 0.027284 | 0.041619 | 0.032341 | 0.013385 | 0.013385 | 0.013548 | 0.013548 | 0 | 0.02727 | 0.055539 | 0.055079 | 0.019516 | 0.0098657 | 0.020879 | 0.22838 | 0.28226 | 0.53247 | 0.12599 | 0.0098657 | 0.0098657 | 0.0098657 | 0.029196 | 0.029942 | 0.029196 | 0.029942 | 0.029196 | 0.015281 | 0.014791 | 0.32341 | 0.09153 | 0.024587 | 0.024587 | 0.066501 | 0.024963 | 0.14943 | 0.03132 | 0.038604 | 0.013612 | 0.0027875 | 0.0069317 | 0.0082261 | 0.00050681 | 0.0022757 | 0.00050681 | 0.0074473 | 0.00050681 | 0.00099925 | 0.027824 | 0.034483 | 0.032897 | 0.032037 | 0.018784 | 0.026433 | 0.026433 | 0 | 0.027231 | 0.03139 | 0.031143 | 0.019684 | 0.0098657 | 0.32506 | 0.0083998 | 0.0087745 | 0.010514 | 0.0076879 | 0.0050681 | 0.0050681 | 0.0050681 | 0.0069147 | 0.0069181 | 0.0069147 | 0.0069181 | 0.0069147 | 0.015235 | 0.014748 | 0.0090606 | 0.067402 | 0.0069828 | 0.0069828 | 0.052723 | 0.024975 | 0.13614 | 0.03132 | 0.038604 | 0.013612 | 0.0027875 | 0.0069317 | 0.0082261 | 0.00050681 | 0.0022757 | 0.00050681 | 0.0074473 | 0.00050681 | 0.00099925 | 0.00051366 | 0.038113 | 0.032897 | 0.0070628 | 0.0070628 | 0.46928 | 0.46824 | 0 | 0.027315 | 0.03139 | 0.031143 | 0.019684 | 0.0098657 | 0.013686 | 0.0083998 | 0.0087745 | 0.010514 | 0.0076879 | 0.0050681 | 0.0050681 | 0.0050681 | 0.5075 | 0.50775 | 0.5075 | 0.50775 | 0.5075 | 0.015334 | 0.014841 | 0.0090606 | 0.068637 | 0.0069828 | 0.0069828 | 0.053984 | 0.024975 | 0.13771 | 0.033846 | 0.31415 | 0.00050681 | 0.0027875 | 0.00050875 | 0.60375 | 0.00051025 | 0.0005005 | 0.5005 | 0.54659 | 0.00050681 | 0.00099925 | 0.00051366 | 0.010598 | 0.010598 | 0.50688 | 0.00050688 | 0.50688 | 0.50687 | 0 | 0.020137 | 0.010506 | 0.010506 | 0.51 | 0.0050681 | 0.47823 | 0.0083998 | 0.0087745 | 0.010514 | 0.0076879 | 0.505 | 0.505 | 0.0050681 | 0.0077548 | 0.0080133 | 0.0077548 | 0.0080133 | 0.0077548 | 0.0069816 | 0.0069781 | 0.665 | 1 | 0.5125 | 0.5125 | 0.010506 | 0.010506 | 0.011326 | 0.065918 | 0.36991 | 0.00050681 | 0.40099 | 0.00050875 | 0.00060375 | 0.00051025 | 0.0005005 | 0.5005 | 0.54659 | 0.072908 | 0.00096312 | 0.51366 | 0.00051698 | 0.010598 | 0.00050688 | 0.00050688 | 0.0069695 | 0.47045 | 0 | 0.020137 | 0.00051025 | 0.00051025 | 0.39148 | 0.0050681 | 0.47823 | 0.6165 | 0.644 | 0.77169 | 0.56425 | 0.505 | 0.505 | 0.505 | 0.5075 | 0.50775 | 0.5075 | 0.50775 | 0.5075 | 0.0069816 | 0.0069781 | 0.665 | 0.5125 | 0.5125 | 0.5125 | 0.5125 | 0.010506 | 0.5525 | 0.03132 | 0.038604 | 0.013612 | 0.0027875 | 0.0069317 | 0.0082261 | 0.00050681 | 0.0022757 | 0.00050681 | 0.0074473 | 0.00050681 | 0.00099925 | 0.00051366 | 0.038113 | 0.032897 | 0.0070628 | 0.0070628 | 0.46928 | 0.46824 | 0 | 0.027315 | 0.03139 | 0.031143 | 0.019684 | 0.0098657 | 0.013686 | 0.0083998 | 0.0087745 | 0.010514 | 0.0076879 | 0.0050681 | 0.0050681 | 0.0050681 | 0.5075 | 0.50775 | 0.5075 | 0.50775 | 0.5075 | 0.015334 | 0.014841 | 0.0090606 | 0.068637 | 0.0069828 | 0.0069828 | 0.053984 | 0.024975 | 0.13771 | 0.098165 | 0.15152
7: cable protection system | 0.029771 | 0.067841 | 0.013605 | 0.0054261 | 0.017239 | 0.20339 | 0.00098657 | 0.0039804 | 0.00098657 | 0.091392 | 0.00098657 | 0.00099901 | 0.027271 | 0.041619 | 0.032341 | 0.013385 | 0.013385 | 0.013548 | 0.013548 | 0 | 0.02727 | 0.055539 | 0.055079 | 0.019516 | 0.0098657 | 0.020879 | 0.22838 | 0.28227 | 0.53247 | 0.12599 | 0.0098657 | 0.0098657 | 0.0098657 | 0.029189 | 0.029936 | 0.029189 | 0.029936 | 0.029189 | 0.015281 | 0.014791 | 0.32342 | 0.09153 | 0.024587 | 0.024587 | 0.066501 | 0.024963 | 0.14943 | 0.029771 | 0.067841 | 0.013605 | 0.0054261 | 0.017239 | 0.20339 | 0.00098657 | 0.0034716 | 0.00098657 | 0.091392 | 0.00098657 | 0.00099901 | 0.028291 | 0.034946 | 0.032341 | 0.056333 | 0.028504 | 0.040697 | 0.040697 | 0 | 0.027161 | 0.055539 | 0.055079 | 0.019516 | 0.0098657 | 0.020879 | 0.22838 | 0.28227 | 0.53247 | 0.12599 | 0.0098657 | 0.0098657 | 0.0098657 | 0.014789 | 0.015279 | 0.014789 | 0.015279 | 0.014789 | 0.015154 | 0.014671 | 0.32342 | 0.089371 | 0.024587 | 0.024587 | 0.064239 | 0.024963 | 0.14662 | 0.029771 | 0.067841 | 0.013605 | 0.0054261 | 0.017239 | 0.20339 | 0.00098657 | 0.0039804 | 0.00098657 | 0.091392 | 0.00098657 | 0.00099901 | 0.027271 | 0.041619 | 0.032341 | 0.013385 | 0.013385 | 0.013548 | 0.013548 | 0 | 0.02727 | 0.055539 | 0.055079 | 0.019516 | 0.0098657 | 0.020879 | 0.22838 | 0.28227 | 0.53247 | 0.12599 | 0.0098657 | 0.0098657 | 0.0098657 | 0.029189 | 0.029936 | 0.029189 | 0.029936 | 0.029189 | 0.015281 | 0.014791 | 0.32342 | 0.09153 | 0.024587 | 0.024587 | 0.066501 | 0.024963 | 0.14943 | 0.029771 | 0.067841 | 0.013605 | 0.0054261 | 0.017239 | 0.20339 | 0.00098657 | 0.0034716 | 0.00098657 | 0.091392 | 0.00098657 | 0.00099901 | 0.028291 | 0.034946 | 0.032341 | 0.056333 | 0.028504 | 0.040697 | 0.040697 | 0 | 0.027161 | 0.055539 | 0.055079 | 0.019516 | 0.0098657 | 0.020879 | 0.22838 | 0.28226 | 0.53247 | 0.12599 | 0.0098657 | 0.0098657 | 0.0098657 | 0.014789 | 0.015279 | 0.014789 | 0.015279 | 0.014789 | 0.015154 | 0.014671 | 0.32341 | 0.089371 | 0.024587 | 0.024587 | 0.064239 | 0.024963 | 0.14662 | 0.029771 | 0.067841 | 0.013605 | 0.0054261 | 0.017239 | 0.20339 | 0.00098657 | 0.0039804 | 0.00098657 | 0.091392 | 0.00098657 | 0.00099901 | 0.027284 | 0.041619 | 0.032341 | 0.013385 | 0.013385 | 0.013548 | 0.013548 | 0 | 0.02727 | 0.055539 | 0.055079 | 0.019516 | 0.0098657 | 0.020879 | 0.22838 | 0.28226 | 0.53247 | 0.12599 | 0.0098657 | 0.0098657 | 0.0098657 | 0.029196 | 0.029942 | 0.029196 | 0.029942 | 0.029196 | 0.015281 | 0.014791 | 0.32341 | 0.09153 | 0.024587 | 0.024587 | 0.066501 | 0.024963 | 0.14943 | 0.03132 | 0.038604 | 0.013612 | 0.0027875 | 0.0069317 | 0.0082261 | 0.00050681 | 0.0022757 | 0.00050681 | 0.0074473 | 0.00050681 | 0.00099925 | 0.027824 | 0.034483 | 0.032897 | 0.032037 | 0.018784 | 0.026433 | 0.026433 | 0 | 0.027231 | 0.03139 | 0.031143 | 0.019684 | 0.0098657 | 0.32506 | 0.0083998 | 0.0087745 | 0.010514 | 0.0076879 | 0.0050681 | 0.0050681 | 0.0050681 | 0.0069147 | 0.0069181 | 0.0069147 | 0.0069181 | 0.0069147 | 0.015235 | 0.014748 | 0.0090606 | 0.067402 | 0.0069828 | 0.0069828 | 0.052723 | 0.024975 | 0.13614 | 0.03132 | 0.038604 | 0.013612 | 0.0027875 | 0.0069317 | 0.0082261 | 0.00050681 | 0.0022757 | 0.00050681 | 0.0074473 | 0.00050681 | 0.00099925 | 0.00051366 | 0.038113 | 0.032897 | 0.0070628 | 0.0070628 | 0.46928 | 0.46824 | 0 | 0.027315 | 0.03139 | 0.031143 | 0.019684 | 0.0098657 | 0.013686 | 0.0083998 | 0.0087745 | 0.010514 | 0.0076879 | 0.0050681 | 0.0050681 | 0.0050681 | 0.5075 | 0.50775 | 0.5075 | 0.50775 | 0.5075 | 0.015334 | 0.014841 | 0.0090606 | 0.068637 | 0.0069828 | 0.0069828 | 0.053984 | 0.024975 | 0.13771 | 0.033846 | 0.31415 | 0.00050681 | 0.0027875 | 0.00050875 | 0.60375 | 0.00051025 | 0.0005005 | 0.5005 | 0.54659 | 0.00050681 | 0.00099925 | 0.00051366 | 0.010598 | 0.010598 | 0.50688 | 0.00050688 | 0.50688 | 0.50687 | 0 | 0.020137 | 0.010506 | 0.010506 | 0.51 | 0.0050681 | 0.47823 | 0.0083998 | 0.0087745 | 0.010514 | 0.0076879 | 0.505 | 0.505 | 0.0050681 | 0.0077548 | 0.0080133 | 0.0077548 | 0.0080133 | 0.0077548 | 0.0069816 | 0.0069781 | 0.665 | 0.5125 | 1 | 0.5125 | 0.010506 | 0.010506 | 0.011326 | 0.065918 | 0.36991 | 0.00050681 | 0.40099 | 0.00050875 | 0.00060375 | 0.00051025 | 0.0005005 | 0.5005 | 0.54659 | 0.072908 | 0.00096312 | 0.51366 | 0.00051698 | 0.010598 | 0.00050688 | 0.00050688 | 0.0069695 | 0.47045 | 0 | 0.020137 | 0.00051025 | 0.00051025 | 0.39148 | 0.0050681 | 0.47823 | 0.6165 | 0.644 | 0.77169 | 0.56425 | 0.505 | 0.505 | 0.505 | 0.5075 | 0.50775 | 0.5075 | 0.50775 | 0.5075 | 0.0069816 | 0.0069781 | 0.665 | 0.5125 | 0.5125 | 0.5125 | 0.5125 | 0.010506 | 0.5525 | 0.03132 | 0.038604 | 0.013612 | 0.0027875 | 0.0069317 | 0.0082261 | 0.00050681 | 0.0022757 | 0.00050681 | 0.0074473 | 0.00050681 | 0.00099925 | 0.00051366 | 0.038113 | 0.032897 | 0.0070628 | 0.0070628 | 0.46928 | 0.46824 | 0 | 0.027315 | 0.03139 | 0.031143 | 0.019684 | 0.0098657 | 0.013686 | 0.0083998 | 0.0087745 | 0.010514 | 0.0076879 | 0.0050681 | 0.0050681 | 0.0050681 | 0.5075 | 0.50775 | 0.5075 | 0.50775 | 0.5075 | 0.015334 | 0.014841 | 0.0090606 | 0.068637 | 0.0069828 | 0.0069828 | 0.053984 | 0.024975 | 0.13771 | 0.098165 | 0.081688
7: dynamic cable | 0.029771 | 0.067841 | 0.013605 | 0.0054261 | 0.017239 | 0.20339 | 0.00098657 | 0.0034716 | 0.00098657 | 0.091392 | 0.00098657 | 0.00099901 | 0.027271 | 0.034946 | 0.032341 | 0.070417 | 0.035999 | 0.047258 | 0.047258 | 0 | 0.027107 | 0.055539 | 0.055079 | 0.019516 | 0.0098657 | 0.020879 | 0.22838 | 0.28227 | 0.53247 | 0.12599 | 0.0098657 | 0.0098657 | 0.0098657 | 0.014789 | 0.015279 | 0.014789 | 0.015279 | 0.014789 | 0.015091 | 0.014612 | 0.32342 | 0.089371 | 0.024587 | 0.024587 | 0.064239 | 0.024963 | 0.14662 | 0.039034 | 0.017866 | 0.013605 | 0.0054261 | 0.033257 | 0.25924 | 0.00098654 | 0.00099901 | 0.00098657 | 0.091392 | 0.0020439 | 0.00099848 | 0.027271 | 0.041232 | 0.032905 | 0.013565 | 0.013565 | 0.027221 | 0.013548 | 0 | 0.027268 | 0.031056 | 0.031056 | 0.019516 | 0.0098657 | 0.027584 | 0.22838 | 0.28227 | 0.53247 | 0.12599 | 0.025475 | 0.025475 | 0.0098657 | 0.035779 | 0.043019 | 0.035779 | 0.036522 | 0.035779 | 0.015279 | 0.014789 | 0.32342 | 0.069506 | 0.024587 | 0.024587 | 0.055028 | 0.041365 | 0.13901 | 0.029771 | 0.067841 | 0.013605 | 0.0054261 | 0.017239 | 0.20339 | 0.00098657 | 0.0039804 | 0.00098657 | 0.091392 | 0.00098657 | 0.00099901 | 0.048125 | 0.041698 | 0.032341 | 0.013548 | 0.048071 | 0.013548 | 0.013548 | 0 | 0.02702 | 0.055539 | 0.055079 | 0.019516 | 0.0098657 | 0.020879 | 0.22838 | 0.28227 | 0.53247 | 0.12599 | 0.0098657 | 0.0098657 | 0.0098657 | 0.014789 | 0.015279 | 0.014789 | 0.015279 | 0.014789 | 0.014989 | 0.014516 | 0.32342 | 0.091555 | 0.024587 | 0.024587 | 0.066527 | 0.024963 | 0.14946 | 0.029771 | 0.067841 | 0.013605 | 0.0054262 | 0.017239 | 0.2034 | 0.00098657 | 0.0039825 | 0.00098657 | 0.091393 | 0.00098657 | 0.00099901 | 0.027271 | 0.047526 | 0.032341 | 0.025636 | 0.013385 | 0.013574 | 0.013574 | 0 | 0.02727 | 0.055539 | 0.055079 | 0.019516 | 0.0098657 | 0.020879 | 0.22838 | 0.28227 | 0.53248 | 0.12599 | 0.0098657 | 0.0098657 | 0.0098657 | 0.029186 | 0.029932 | 0.029186 | 0.029932 | 0.029186 | 0.015281 | 0.014791 | 0.32342 | 0.093441 | 0.024587 | 0.024587 | 0.068503 | 0.024963 | 0.15191 | 0.028893 | 0.017862 | 0.013605 | 0.016621 | 0.026632 | 0.25402 | 0.00098973 | 0.00099901 | 0.0035244 | 0.091951 | 0.000916 | 0.00099904 | 0.026983 | 0.041255 | 0.032904 | 0.013609 | 0.013609 | 0.013564 | 0.085786 | 0 | 0.027268 | 0.031113 | 0.031113 |  | 0.0098657 | 0.025167 | 0.25385 | 0.30843 | 0.56184 | 0.15016 | 0.020212 | 0.020212 | 0.02043 | 0.029116 | 0.036468 | 0.029116 | 0.02986 | 0.029116 | 0.015279 | 0.014789 | 0.38175 | 0.069565 | 0.082211 | 0.082211 | 0.055062 | 0.04086 | 0.13905 | 0.02975 | 0.069491 | 0.013598 | 0.0054612 | 0.017375 | 0.20599 | 0.0015143 | 0.00098973 | 0.00099294 | 0.10045 | 0.00099294 | 0.000999 | 0.51366 | 0.0071085 | 0.032235 | 0.0069781 | 0.50687 | 0.0069781 | 0.0069781 | 0 | 0.023708 | 0.060141 | 0.059681 | 0.019514 | 0.0098657 | 0.020978 | 0.2313 | 0.2859 | 0.5394 | 0.12756 | 0.0099294 | 0.0099294 | 0.0099294 | 0.014894 | 0.0069816 | 0.014894 | 0.01539 | 0.0069781 | 0.01113 | 0.010883 | 0.32759 | 0.024493 | 0.024821 | 0.024821 | 0.024493 | 0.024963 | 0.10262 | 0.02975 | 0.054819 | 0.013612 | 0.0054612 | 0.017375 | 0.20599 | 0.00050688 | 0.0032457 | 0.00099294 | 0.0075156 | 0.00099294 | 0.000999 | 0.00051366 | 0.27928 | 0.032573 | 0.50687 | 0.50687 | 0.27782 | 0.042213 | 0 | 0.023708 | 0.045464 | 0.044996 | 0.019514 | 0.0098657 | 0.020978 | 0.2313 | 0.2859 | 0.5394 | 0.12756 | 0.0099294 | 0.0099294 | 0.0099294 | 0.015651 | 0.016164 | 0.015651 | 0.016164 | 0.015651 | 0.01113 | 0.010883 | 0.32759 |  | 0.024821 | 0.024821 |  | 0.024963 |  | 0.50975 | 0.010659 | 0.00050681 | 0.0027775 | 0.008925 | 0.015094 | 0.00051025 | 0.09951 | 0.000505 | 0.0095654 | 0.00054659 | 0.0005005 | 0.51366 | 0.51698 | 0.010598 | 0.0075156 | 0.0075156 | 0.0069695 | 0.50687 | 0 | 0.50687 | 0.011205 | 0.011205 | 0.01025 | 0.0099294 | 0.0060375 | 0.6165 | 0.644 | 0.77169 | 0.56425 | 0.0054659 | 0.0054659 | 0.000505 | 0.5075 | 0.50775 | 0.5075 | 0.50775 | 0.5075 | 0.0069816 | 0.0069781 | 0.665 | 0.5125 | 0.5125 | 1 | 0.010506 | 0.5125 | 0.011326 | 0.034606 | 0.14052 | 0.00050681 | 0.0057603 | 0.00050875 | 0.00060375 | 0.00051025 | 0.0005005 | 0.0012976 | 0.54659 | 0.0010473 | 0.00099898 | 0.51366 | 0.00051698 | 0.033608 | 0.00050688 | 0.00050688 | 0.013652 |  | 0 | 0.027362 | 0.00051025 | 0.00051025 | 0.062625 | 0.0099294 | 0.011535 | 0.23581 | 0.29135 | 0.54924 | 0.13027 | 0.010695 | 0.010695 | 0.010473 | 0.15851 | 0.16502 | 0.15851 | 0.16377 | 0.15851 | 0.015389 | 0.014893 | 0.34198 | 0.026393 | 0.027023 | 0.027023 | 0.026007 | 0.024736 | 0.10787 | 0.02975 | 0.069491 | 0.013598 | 0.0054612 | 0.017375 | 0.20599 | 0.0015143 | 0.00098973 | 0.00099294 | 0.10045 | 0.00099294 | 0.000999 | 0.00051366 | 0.0071085 | 0.032235 | 0.0069781 | 0.50687 | 0.0069781 | 0.0069781 | 0 | 0.023708 | 0.060141 | 0.059681 | 0.019514 | 0.0098657 | 0.020978 | 0.2313 | 0.2859 | 0.5394 | 0.12756 | 0.0099294 | 0.0099294 | 0.0099294 | 0.015651 | 0.50775 | 0.015651 | 0.016164 | 0.5075 | 0.01113 | 0.010883 | 0.32759 | 0.024493 | 0.024821 | 0.024821 | 0.024493 | 0.024963 | 0.10262 | 0.089179 | 0.081688
7: static cable | 0.029771 | 0.067841 | 0.013605 | 0.0054261 | 0.017239 | 0.20339 | 0.00098657 | 0.0034716 | 0.00098657 | 0.091392 | 0.00098657 | 0.00099901 | 0.027271 | 0.034946 | 0.032341 | 0.070417 | 0.035999 | 0.047258 | 0.047258 | 0 | 0.027107 | 0.055539 | 0.055079 | 0.019516 | 0.0098657 | 0.020879 | 0.22838 | 0.28227 | 0.53247 | 0.12599 | 0.0098657 | 0.0098657 | 0.0098657 | 0.014789 | 0.015279 | 0.014789 | 0.015279 | 0.014789 | 0.015091 | 0.014612 | 0.32342 | 0.089371 | 0.024587 | 0.024587 | 0.064239 | 0.024963 | 0.14662 | 0.039034 | 0.017866 | 0.013605 | 0.0054261 | 0.033257 | 0.25924 | 0.00098654 | 0.00099901 | 0.00098657 | 0.091392 | 0.0020439 | 0.00099848 | 0.027271 | 0.041232 | 0.032905 | 0.013565 | 0.013565 | 0.027221 | 0.013548 | 0 | 0.027268 | 0.031056 | 0.031056 | 0.019516 | 0.0098657 | 0.027584 | 0.22838 | 0.28227 | 0.53247 | 0.12599 | 0.025475 | 0.025475 | 0.0098657 | 0.035779 | 0.043019 | 0.035779 | 0.036522 | 0.035779 | 0.015279 | 0.014789 | 0.32342 | 0.069506 | 0.024587 | 0.024587 | 0.055028 | 0.041365 | 0.13901 | 0.029771 | 0.067841 | 0.013605 | 0.0054261 | 0.017239 | 0.20339 | 0.00098657 | 0.0039804 | 0.00098657 | 0.091392 | 0.00098657 | 0.00099901 | 0.048125 | 0.041698 | 0.032341 | 0.013548 | 0.048071 | 0.013548 | 0.013548 | 0 | 0.02702 | 0.055539 | 0.055079 | 0.019516 | 0.0098657 | 0.020879 | 0.22838 | 0.28227 | 0.53247 | 0.12599 | 0.0098657 | 0.0098657 | 0.0098657 | 0.014789 | 0.015279 | 0.014789 | 0.015279 | 0.014789 | 0.014989 | 0.014516 | 0.32342 | 0.091555 | 0.024587 | 0.024587 | 0.066527 | 0.024963 | 0.14946 | 0.029771 | 0.067841 | 0.013605 | 0.0054262 | 0.017239 | 0.2034 | 0.00098657 | 0.0039825 | 0.00098657 | 0.091393 | 0.00098657 | 0.00099901 | 0.027271 | 0.047526 | 0.032341 | 0.025636 | 0.013385 | 0.013574 | 0.013574 | 0 | 0.02727 | 0.055539 | 0.055079 | 0.019516 | 0.0098657 | 0.020879 | 0.22838 | 0.28227 | 0.53248 | 0.12599 | 0.0098657 | 0.0098657 | 0.0098657 | 0.029186 | 0.029932 | 0.029186 | 0.029932 | 0.029186 | 0.015281 | 0.014791 | 0.32342 | 0.093441 | 0.024587 | 0.024587 | 0.068503 | 0.024963 | 0.15191 | 0.028893 | 0.017862 | 0.013605 | 0.016621 | 0.026632 | 0.25402 | 0.00098973 | 0.00099901 | 0.0035244 | 0.091951 | 0.000916 | 0.00099904 | 0.026983 | 0.041255 | 0.032904 | 0.013609 | 0.013609 | 0.013564 | 0.085786 | 0 | 0.027268 | 0.031113 | 0.031113 |  | 0.0098657 | 0.025167 | 0.25385 | 0.30843 | 0.56184 | 0.15016 | 0.020212 | 0.020212 | 0.02043 | 0.029116 | 0.036468 | 0.029116 | 0.02986 | 0.029116 | 0.015279 | 0.014789 | 0.38175 | 0.069565 | 0.082211 | 0.082211 | 0.055062 | 0.04086 | 0.13905 | 0.02975 | 0.069491 | 0.013598 | 0.0054612 | 0.017375 | 0.20599 | 0.0015143 | 0.00098973 | 0.00099294 | 0.10045 | 0.00099294 | 0.000999 | 0.51366 | 0.0071085 | 0.032235 | 0.0069781 | 0.50687 | 0.0069781 | 0.0069781 | 0 | 0.023708 | 0.060141 | 0.059681 | 0.019514 | 0.0098657 | 0.020978 | 0.2313 | 0.2859 | 0.5394 | 0.12756 | 0.0099294 | 0.0099294 | 0.0099294 | 0.014894 | 0.0069816 | 0.014894 | 0.01539 | 0.0069781 | 0.01113 | 0.010883 | 0.32759 | 0.024493 | 0.024821 | 0.024821 | 0.024493 | 0.024963 | 0.10262 | 0.02975 | 0.054819 | 0.013612 | 0.0054612 | 0.017375 | 0.20599 | 0.00050688 | 0.0032457 | 0.00099294 | 0.0075156 | 0.00099294 | 0.000999 | 0.00051366 | 0.27928 | 0.032573 | 0.50687 | 0.50687 | 0.27782 | 0.042213 | 0 | 0.023708 | 0.045464 | 0.044996 | 0.019514 | 0.0098657 | 0.020978 | 0.2313 | 0.2859 | 0.5394 | 0.12756 | 0.0099294 | 0.0099294 | 0.0099294 | 0.015651 | 0.016164 | 0.015651 | 0.016164 | 0.015651 | 0.01113 | 0.010883 | 0.32759 |  | 0.024821 | 0.024821 |  | 0.024963 |  | 0.50975 | 0.010659 | 0.00050681 | 0.0027775 | 0.008925 | 0.015094 | 0.00051025 | 0.09951 | 0.000505 | 0.0095654 | 0.00054659 | 0.0005005 | 0.51366 | 0.51698 | 0.010598 | 0.0075156 | 0.0075156 | 0.0069695 | 0.50687 | 0 | 0.50687 | 0.011205 | 0.011205 | 0.01025 | 0.0099294 | 0.0060375 | 0.6165 | 0.644 | 0.77169 | 0.56425 | 0.0054659 | 0.0054659 | 0.000505 | 0.5075 | 0.50775 | 0.5075 | 0.50775 | 0.5075 | 0.0069816 | 0.0069781 | 0.665 | 0.5125 | 0.5125 | 0.5125 | 1 | 0.5125 | 0.011326 | 0.034606 | 0.14052 | 0.00050681 | 0.0057603 | 0.00050875 | 0.00060375 | 0.00051025 | 0.0005005 | 0.0012976 | 0.54659 | 0.0010473 | 0.00099898 | 0.51366 | 0.00051698 | 0.033608 | 0.00050688 | 0.00050688 | 0.013652 |  | 0 | 0.027362 | 0.00051025 | 0.00051025 | 0.062625 | 0.0099294 | 0.011535 | 0.23581 | 0.29135 | 0.54924 | 0.13027 | 0.010695 | 0.010695 | 0.010473 | 0.15851 | 0.16502 | 0.15851 | 0.16377 | 0.15851 | 0.015389 | 0.014893 | 0.34198 | 0.026393 | 0.027023 | 0.027023 | 0.026007 | 0.024736 | 0.10787 | 0.02975 | 0.069491 | 0.013598 | 0.0054612 | 0.017375 | 0.20599 | 0.0015143 | 0.00098973 | 0.00099294 | 0.10045 | 0.00099294 | 0.000999 | 0.00051366 | 0.0071085 | 0.032235 | 0.0069781 | 0.50687 | 0.0069781 | 0.0069781 | 0 | 0.023708 | 0.060141 | 0.059681 | 0.019514 | 0.0098657 | 0.020978 | 0.2313 | 0.2859 | 0.5394 | 0.12756 | 0.0099294 | 0.0099294 | 0.0099294 | 0.015651 | 0.50775 | 0.015651 | 0.016164 | 0.5075 | 0.01113 | 0.010883 | 0.32759 | 0.024493 | 0.024821 | 0.024821 | 0.024493 | 0.024963 | 0.10262 | 0.090258 | 0.10989
7: terminations | 0.029771 | 0.067841 | 0.013605 | 0.0054261 | 0.017239 | 0.20339 | 0.00098657 | 0.0034716 | 0.00098657 | 0.091392 | 0.00098657 | 0.00099901 | 0.027271 | 0.034946 | 0.032341 | 0.070417 | 0.035999 | 0.047258 | 0.047258 | 0 | 0.027107 | 0.055539 | 0.055079 | 0.019516 | 0.0098657 | 0.020879 | 0.22838 | 0.28227 | 0.53247 | 0.12599 | 0.0098657 | 0.0098657 | 0.0098657 | 0.014789 | 0.015279 | 0.014789 | 0.015279 | 0.014789 | 0.015091 | 0.014612 | 0.32342 | 0.089371 | 0.024587 | 0.024587 | 0.064239 | 0.024963 | 0.14662 | 0.039034 | 0.017866 | 0.013605 | 0.0054261 | 0.033257 | 0.25924 | 0.00098654 | 0.00099901 | 0.00098657 | 0.091392 | 0.0020439 | 0.00099848 | 0.027271 | 0.041232 | 0.032905 | 0.013565 | 0.013565 | 0.027221 | 0.013548 | 0 | 0.027268 | 0.031056 | 0.031056 | 0.019516 | 0.0098657 | 0.027584 | 0.22838 | 0.28227 | 0.53247 | 0.12599 | 0.025475 | 0.025475 | 0.0098657 | 0.035779 | 0.043019 | 0.035779 | 0.036522 | 0.035779 | 0.015279 | 0.014789 | 0.32342 | 0.069506 | 0.024587 | 0.024587 | 0.055028 | 0.041365 | 0.13901 | 0.029771 | 0.067841 | 0.013605 | 0.0054261 | 0.017239 | 0.20339 | 0.00098657 | 0.0039804 | 0.00098657 | 0.091392 | 0.00098657 | 0.00099901 | 0.048125 | 0.041698 | 0.032341 | 0.013548 | 0.048071 | 0.013548 | 0.013548 | 0 | 0.02702 | 0.055539 | 0.055079 | 0.019516 | 0.0098657 | 0.020879 | 0.22838 | 0.28227 | 0.53247 | 0.12599 | 0.0098657 | 0.0098657 | 0.0098657 | 0.014789 | 0.015279 | 0.014789 | 0.015279 | 0.014789 | 0.014989 | 0.014516 | 0.32342 | 0.091555 | 0.024587 | 0.024587 | 0.066527 | 0.024963 | 0.14946 | 0.029771 | 0.067841 | 0.013605 | 0.0054262 | 0.017239 | 0.2034 | 0.00098657 | 0.0039825 | 0.00098657 | 0.091393 | 0.00098657 | 0.00099901 | 0.027271 | 0.047526 | 0.032341 | 0.025636 | 0.013385 | 0.013574 | 0.013574 | 0 | 0.02727 | 0.055539 | 0.055079 | 0.019516 | 0.0098657 | 0.020879 | 0.22838 | 0.28227 | 0.53248 | 0.12599 | 0.0098657 | 0.0098657 | 0.0098657 | 0.029186 | 0.029932 | 0.029186 | 0.029932 | 0.029186 | 0.015281 | 0.014791 | 0.32342 | 0.093441 | 0.024587 | 0.024587 | 0.068503 | 0.024963 | 0.15191 | 0.028893 | 0.017862 | 0.013605 | 0.016621 | 0.026632 | 0.25402 | 0.00098973 | 0.00099901 | 0.0035244 | 0.091951 | 0.000916 | 0.00099904 | 0.026983 | 0.041255 | 0.032904 | 0.013609 | 0.013609 | 0.013564 | 0.085786 | 0 | 0.027268 | 0.031113 | 0.031113 |  | 0.0098657 | 0.025167 | 0.25385 | 0.30843 | 0.56184 | 0.15016 | 0.020212 | 0.020212 | 0.02043 | 0.029116 | 0.036468 | 0.029116 | 0.02986 | 0.029116 | 0.015279 | 0.014789 | 0.38175 | 0.069565 | 0.082211 | 0.082211 | 0.055062 | 0.04086 | 0.13905 | 0.02975 | 0.069491 | 0.013598 | 0.0054612 | 0.017375 | 0.20599 | 0.0015143 | 0.00098973 | 0.00099294 | 0.10045 | 0.00099294 | 0.000999 | 0.51366 | 0.0071085 | 0.032235 | 0.0069781 | 0.50687 | 0.0069781 | 0.0069781 | 0 | 0.023708 | 0.060141 | 0.059681 | 0.019514 | 0.0098657 | 0.020978 | 0.2313 | 0.2859 | 0.5394 | 0.12756 | 0.0099294 | 0.0099294 | 0.0099294 | 0.014894 | 0.0069816 | 0.014894 | 0.01539 | 0.0069781 | 0.01113 | 0.010883 | 0.32759 | 0.024493 | 0.024821 | 0.024821 | 0.024493 | 0.024963 | 0.10262 | 0.02975 | 0.054819 | 0.013612 | 0.0054612 | 0.017375 | 0.20599 | 0.00050688 | 0.0032457 | 0.00099294 | 0.0075156 | 0.00099294 | 0.000999 | 0.00051366 | 0.27928 | 0.032573 | 0.50687 | 0.50687 | 0.27782 | 0.042213 | 0 | 0.023708 | 0.045464 | 0.044996 | 0.019514 | 0.0098657 | 0.020978 | 0.2313 | 0.2859 | 0.5394 | 0.12756 | 0.0099294 | 0.0099294 | 0.0099294 | 0.015651 | 0.016164 | 0.015651 | 0.016164 | 0.015651 | 0.01113 | 0.010883 | 0.32759 |  | 0.024821 | 0.024821 |  | 0.024963 |  | 0.50975 | 0.010659 | 0.00050681 | 0.0027775 | 0.008925 | 0.015094 | 0.00051025 | 0.09951 | 0.000505 | 0.0095654 | 0.00054659 | 0.0005005 | 0.51366 | 0.51698 | 0.010598 | 0.0075156 | 0.0075156 | 0.0069695 | 0.50687 | 0 | 0.50687 | 0.011205 | 0.011205 | 0.01025 | 0.0099294 | 0.0060375 | 0.6165 | 0.644 | 0.77169 | 0.56425 | 0.0054659 | 0.0054659 | 0.000505 | 0.5075 | 0.50775 | 0.5075 | 0.50775 | 0.5075 | 0.0069816 | 0.0069781 | 0.665 | 0.5125 | 0.5125 | 0.5125 | 0.010506 | 1 | 0.011326 | 0.034606 | 0.14052 | 0.00050681 | 0.0057603 | 0.00050875 | 0.00060375 | 0.00051025 | 0.0005005 | 0.0012976 | 0.54659 | 0.0010473 | 0.00099898 | 0.51366 | 0.00051698 | 0.033608 | 0.00050688 | 0.00050688 | 0.013652 |  | 0 | 0.027362 | 0.00051025 | 0.00051025 | 0.062625 | 0.0099294 | 0.011535 | 0.23581 | 0.29135 | 0.54924 | 0.13027 | 0.010695 | 0.010695 | 0.010473 | 0.15851 | 0.16502 | 0.15851 | 0.16377 | 0.15851 | 0.015389 | 0.014893 | 0.34198 | 0.026393 | 0.027023 | 0.027023 | 0.026007 | 0.024736 | 0.10787 | 0.02975 | 0.069491 | 0.013598 | 0.0054612 | 0.017375 | 0.20599 | 0.0015143 | 0.00098973 | 0.00099294 | 0.10045 | 0.00099294 | 0.000999 | 0.00051366 | 0.0071085 | 0.032235 | 0.0069781 | 0.50687 | 0.0069781 | 0.0069781 | 0 | 0.023708 | 0.060141 | 0.059681 | 0.019514 | 0.0098657 | 0.020978 | 0.2313 | 0.2859 | 0.5394 | 0.12756 | 0.0099294 | 0.0099294 | 0.0099294 | 0.015651 | 0.50775 | 0.015651 | 0.016164 | 0.5075 | 0.01113 | 0.010883 | 0.32759 | 0.024493 | 0.024821 | 0.024821 | 0.024493 | 0.024963 | 0.10262 | 0.089179 | 0.070467
7: offshore joints | 0.029771 | 0.067841 | 0.013605 | 0.0054261 | 0.017239 | 0.20339 | 0.00098657 | 0.0034716 | 0.00098657 | 0.091392 | 0.00098657 | 0.00099901 | 0.027271 | 0.034946 | 0.032341 | 0.070417 | 0.035999 | 0.047258 | 0.047258 | 0 | 0.027107 | 0.055539 | 0.055079 | 0.019516 | 0.0098657 | 0.020879 | 0.22838 | 0.28227 | 0.53247 | 0.12599 | 0.0098657 | 0.0098657 | 0.0098657 | 0.014789 | 0.015279 | 0.014789 | 0.015279 | 0.014789 | 0.015091 | 0.014612 | 0.32342 | 0.089371 | 0.024587 | 0.024587 | 0.064239 | 0.024963 | 0.14662 | 0.039034 | 0.017866 | 0.013605 | 0.0054261 | 0.033257 | 0.25924 | 0.00098654 | 0.00099901 | 0.00098657 | 0.091392 | 0.0020439 | 0.00099848 | 0.027271 | 0.041232 | 0.032905 | 0.013565 | 0.013565 | 0.027221 | 0.013548 | 0 | 0.027268 | 0.031056 | 0.031056 | 0.019516 | 0.0098657 | 0.027584 | 0.22838 | 0.28227 | 0.53247 | 0.12599 | 0.025475 | 0.025475 | 0.0098657 | 0.035779 | 0.043019 | 0.035779 | 0.036522 | 0.035779 | 0.015279 | 0.014789 | 0.32342 | 0.069506 | 0.024587 | 0.024587 | 0.055028 | 0.041365 | 0.13901 | 0.029771 | 0.067841 | 0.013605 | 0.0054261 | 0.017239 | 0.20339 | 0.00098657 | 0.0039804 | 0.00098657 | 0.091392 | 0.00098657 | 0.00099901 | 0.048125 | 0.041698 | 0.032341 | 0.013548 | 0.048071 | 0.013548 | 0.013548 | 0 | 0.02702 | 0.055539 | 0.055079 | 0.019516 | 0.0098657 | 0.020879 | 0.22838 | 0.28227 | 0.53247 | 0.12599 | 0.0098657 | 0.0098657 | 0.0098657 | 0.014789 | 0.015279 | 0.014789 | 0.015279 | 0.014789 | 0.014989 | 0.014516 | 0.32342 | 0.091555 | 0.024587 | 0.024587 | 0.066527 | 0.024963 | 0.14946 | 0.029771 | 0.067841 | 0.013605 | 0.0054262 | 0.017239 | 0.2034 | 0.00098657 | 0.0039825 | 0.00098657 | 0.091393 | 0.00098657 | 0.00099901 | 0.027271 | 0.047526 | 0.032341 | 0.025636 | 0.013385 | 0.013574 | 0.013574 | 0 | 0.02727 | 0.055539 | 0.055079 | 0.019516 | 0.0098657 | 0.020879 | 0.22838 | 0.28227 | 0.53248 | 0.12599 | 0.0098657 | 0.0098657 | 0.0098657 | 0.029186 | 0.029932 | 0.029186 | 0.029932 | 0.029186 | 0.015281 | 0.014791 | 0.32342 | 0.093441 | 0.024587 | 0.024587 | 0.068503 | 0.024963 | 0.15191 | 0.028893 | 0.017862 | 0.013605 | 0.016621 | 0.026632 | 0.25402 | 0.00098973 | 0.00099901 | 0.0035244 | 0.091951 | 0.000916 | 0.00099904 | 0.026983 | 0.041255 | 0.032904 | 0.013609 | 0.013609 | 0.013564 | 0.085786 | 0 | 0.027268 | 0.031113 | 0.031113 |  | 0.0098657 | 0.025167 | 0.25385 | 0.30843 | 0.56184 | 0.15016 | 0.020212 | 0.020212 | 0.02043 | 0.029116 | 0.036468 | 0.029116 | 0.02986 | 0.029116 | 0.015279 | 0.014789 | 0.38175 | 0.069565 | 0.082211 | 0.082211 | 0.055062 | 0.04086 | 0.13905 | 0.02975 | 0.069491 | 0.013598 | 0.0054612 | 0.017375 | 0.20599 | 0.0015143 | 0.00098973 | 0.00099294 | 0.10045 | 0.00099294 | 0.000999 | 0.51366 | 0.0071085 | 0.032235 | 0.0069781 | 0.50687 | 0.0069781 | 0.0069781 | 0 | 0.023708 | 0.060141 | 0.059681 | 0.019514 | 0.0098657 | 0.020978 | 0.2313 | 0.2859 | 0.5394 | 0.12756 | 0.0099294 | 0.0099294 | 0.0099294 | 0.014894 | 0.0069816 | 0.014894 | 0.01539 | 0.0069781 | 0.01113 | 0.010883 | 0.32759 | 0.024493 | 0.024821 | 0.024821 | 0.024493 | 0.024963 | 0.10262 | 0.02975 | 0.054819 | 0.013612 | 0.0054612 | 0.017375 | 0.20599 | 0.00050688 | 0.0032457 | 0.00099294 | 0.0075156 | 0.00099294 | 0.000999 | 0.00051366 | 0.27928 | 0.032573 | 0.50687 | 0.50687 | 0.27782 | 0.042213 | 0 | 0.023708 | 0.045464 | 0.044996 | 0.019514 | 0.0098657 | 0.020978 | 0.2313 | 0.2859 | 0.5394 | 0.12756 | 0.0099294 | 0.0099294 | 0.0099294 | 0.015651 | 0.016164 | 0.015651 | 0.016164 | 0.015651 | 0.01113 | 0.010883 | 0.32759 |  | 0.024821 | 0.024821 |  | 0.024963 |  | 0.50975 | 0.010659 | 0.00050681 | 0.0027775 | 0.008925 | 0.063394 | 0.00051025 | 0.09951 | 0.000505 | 0.0095654 | 0.00054659 | 0.0005005 | 0.51366 | 0.51698 | 0.010598 | 0.0075156 | 0.0075156 | 0.0069695 | 0.50687 | 0 | 0.50687 | 0.011205 | 0.011205 | 0.01105 | 0.0099294 | 0.0060375 | 0.6165 | 0.644 | 0.77169 | 0.56425 | 0.0054659 | 0.0054659 | 0.000505 | 0.5075 | 0.50775 | 0.5075 | 0.50775 | 0.5075 | 0.0069816 | 0.0069781 | 0.665 | 0.5125 | 0.5125 | 0.5125 | 0.010506 | 0.5125 | 1 | 0.034606 | 0.14052 | 0.00050681 | 0.0057603 | 0.00050875 | 0.00060375 | 0.00051025 | 0.0005005 | 0.0012976 | 0.54659 | 0.0010473 | 0.00099898 | 0.51366 | 0.00051698 | 0.033608 | 0.00050688 | 0.00050688 | 0.013652 |  | 0 | 0.027362 | 0.00051025 | 0.00051025 | 0.062625 | 0.0099294 | 0.011535 | 0.23581 | 0.29135 | 0.54924 | 0.13027 | 0.010695 | 0.010695 | 0.010473 | 0.15851 | 0.16502 | 0.15851 | 0.16377 | 0.15851 | 0.015389 | 0.014893 | 0.34198 | 0.026393 | 0.027023 | 0.027023 | 0.026007 | 0.024736 | 0.10787 | 0.02975 | 0.069491 | 0.013598 | 0.0054612 | 0.017375 | 0.20599 | 0.0015143 | 0.00098973 | 0.00099294 | 0.10045 | 0.00099294 | 0.000999 | 0.00051366 | 0.0071085 | 0.032235 | 0.0069781 | 0.50687 | 0.0069781 | 0.0069781 | 0 | 0.023708 | 0.060141 | 0.059681 | 0.019514 | 0.0098657 | 0.020978 | 0.2313 | 0.2859 | 0.5394 | 0.12756 | 0.0099294 | 0.0099294 | 0.0099294 | 0.015651 | 0.50775 | 0.015651 | 0.016164 | 0.5075 | 0.01113 | 0.010883 | 0.32759 | 0.024493 | 0.024821 | 0.024821 | 0.024493 | 0.024963 | 0.10262 | 0.090362 | 0.17975
8: Incorrect turbine operation | 0.029771 | 0.067841 | 0.013605 | 0.0054261 | 0.017239 | 0.20339 | 0.00098657 | 0.0039804 | 0.00098657 | 0.091392 | 0.00098657 | 0.00099901 | 0.027271 | 0.041698 | 0.032341 | 0.013548 | 0.070768 | 0.013548 | 0.013548 | 0 |  | 0.055539 | 0.055079 | 0.019516 | 0.0098657 | 0.020879 | 0.22838 | 0.28227 | 0.53247 | 0.12599 | 0.0098657 | 0.0098657 | 0.0098657 | 0.014789 | 0.015279 | 0.014789 | 0.015279 | 0.014789 | 0.014798 | 0.014336 | 0.32342 | 0.091555 | 0.024587 | 0.024587 | 0.066527 | 0.024963 | 0.14946 | 0.029771 | 0.067841 | 0.013605 | 0.0054261 | 0.017239 | 0.20339 | 0.00098657 | 0.0034716 | 0.00098657 | 0.091392 | 0.00098657 | 0.00099901 | 0.027271 | 0.034946 | 0.032341 | 0.070417 | 0.035999 | 0.047258 | 0.047258 | 0 | 0.027107 | 0.055539 | 0.055079 | 0.019516 | 0.0098657 | 0.020879 | 0.22838 | 0.28227 | 0.53247 | 0.12599 | 0.0098657 | 0.0098657 | 0.0098657 | 0.014789 | 0.015279 | 0.014789 | 0.015279 | 0.014789 | 0.015091 | 0.014612 | 0.32342 | 0.089371 | 0.024587 | 0.024587 | 0.064239 | 0.024963 | 0.14662 | 0.039034 | 0.017866 | 0.013605 | 0.0054261 | 0.033257 | 0.25924 | 0.00098654 | 0.00099901 | 0.00098657 | 0.091392 | 0.0020439 | 0.00099848 | 0.027271 | 0.041232 | 0.032905 | 0.013565 | 0.013565 | 0.027221 | 0.013548 | 0 | 0.027268 | 0.031056 | 0.031056 | 0.019516 | 0.0098657 | 0.027584 | 0.22838 | 0.28227 | 0.53247 | 0.12599 | 0.025475 | 0.025475 | 0.0098657 | 0.035779 | 0.043019 | 0.035779 | 0.036522 | 0.035779 | 0.015279 | 0.014789 | 0.32342 | 0.069506 | 0.024587 | 0.024587 | 0.055028 | 0.041365 | 0.13901 | 0.029771 | 0.067841 | 0.013605 | 0.0054261 | 0.017239 | 0.20339 | 0.00098657 | 0.0039804 | 0.00098657 | 0.091392 | 0.00098657 | 0.00099901 | 0.048125 | 0.041698 | 0.032341 | 0.013548 | 0.048071 | 0.013548 | 0.013548 | 0 | 0.02702 | 0.055539 | 0.055079 | 0.019516 | 0.0098657 | 0.020879 | 0.22838 | 0.28227 | 0.53247 | 0.12599 | 0.0098657 | 0.0098657 | 0.0098657 | 0.014789 | 0.015279 | 0.014789 | 0.015279 | 0.014789 | 0.014989 | 0.014516 | 0.32342 | 0.091555 | 0.024587 | 0.024587 | 0.066527 | 0.024963 | 0.14946 | 0.02977 | 0.067855 | 0.013605 | 0.0054274 | 0.017244 | 0.20349 | 0.0009868 | 0.0039831 | 0.0009868 | 0.091433 | 0.0009868 | 0.00099901 | 0.027271 | 0.047526 | 0.032341 | 0.025636 | 0.013385 | 0.013574 | 0.013574 | 0 | 0.02727 | 0.055551 | 0.055091 | 0.019516 | 0.0098657 | 0.020883 | 0.22848 | 0.2824 | 0.53273 | 0.12605 | 0.009868 | 0.009868 | 0.009868 | 0.028958 | 0.029705 | 0.028958 | 0.029705 | 0.028958 | 0.015281 | 0.014791 | 0.32357 | 0.093451 | 0.024595 | 0.024595 | 0.068508 | 0.024963 | 0.15192 | 0.038495 | 0.017862 | 0.013605 | 0.0054261 | 0.026632 | 0.25402 | 0.00098973 | 0.00099901 | 0.00098657 | 0.091951 | 0.000916 | 0.00099904 | 0.026983 | 0.041255 | 0.032904 | 0.013609 | 0.013609 | 0.013564 | 0.013548 | 0 | 0.027268 | 0.031113 | 0.031113 | 0.019516 | 0.0098657 | 0.025167 | 0.22838 | 0.28226 | 0.53247 | 0.12599 | 0.020212 | 0.020212 | 0.0098657 | 0.029116 | 0.036468 | 0.029116 | 0.02986 | 0.029116 | 0.015279 | 0.014789 | 0.32341 | 0.069565 | 0.024587 | 0.024587 | 0.055062 | 0.04086 | 0.13905 | 0.02975 | 0.13992 | 0.013128 | 0.0054612 | 0.017375 | 0.20599 | 0.03736 | 0.00050688 | 0.00099294 | 0.54659 | 0.00099294 | 0.000999 | 0.51366 | 0.0071085 | 0.03066 | 0.0069781 | 0.50687 | 0.0069781 | 0.0069781 | 0 | 0.023708 | 0.12858 | 0.12817 | 0.019514 | 0.009868 | 0.020978 | 0.2313 | 0.2859 | 0.5394 | 0.12756 | 0.0099294 | 0.0099294 | 0.0099294 | 0.014894 | 0.0069816 | 0.014894 | 0.01539 | 0.0069781 | 0.01113 | 0.010883 | 0.32759 | 0.024493 | 0.024821 | 0.024821 | 0.024493 | 0.024963 | 0.10262 | 0.03889 | 0.018532 | 0.013612 | 0.0054612 | 0.019602 | 0.22225 | 0.00050688 | 0.00099925 | 0.00099294 | 0.0075156 | 0.0011109 | 0.00099895 | 0.00051366 | 0.037821 | 0.033101 | 0.0069695 | 0.0069695 | 0.013609 |  | 0 | 0.027316 | 0.022548 | 0.022548 | 0.019514 | 0.0098657 | 0.022072 | 0.2313 | 0.2859 | 0.5394 | 0.12756 | 0.013781 | 0.013781 | 0.0099294 | 0.019133 | 0.023104 | 0.019133 | 0.019646 | 0.019133 | 0.015335 | 0.014842 | 0.32759 | 0.060511 | 0.024821 | 0.024821 | 0.049815 | 0.036783 | 0.1339 | 1 | 0.0099401 | 0.00050681 | 0.037463 | 0.0089206 | 0.011773 | 0.00051025 | 0.000505 | 0.000505 | 0.0095654 | 0.00054659 | 0.0005005 | 0.51366 | 0.51698 | 0.010598 | 0.0075156 | 0.0075156 | 0.50688 | 0.50687 | 0 | 0.50687 | 0.011205 | 0.011205 | 0.01025 | 0.0099294 | 0.47823 | 0.012022 | 0.012558 | 0.015048 | 0.011003 | 0.0050975 | 0.505 | 0.0027775 | 0.0027912 | 0.0027926 | 0.0027912 | 0.0027926 | 0.0027912 | 0.0069816 | 0.0069781 | 0.0036575 | 0.5125 | 0.0028187 | 0.0028187 | 0.010506 | 0.5125 | 0.011326 | 0.043638 | 0.018532 | 0.00050681 | 0.0057603 | 0.00050875 | 0.00060375 | 0.00051025 | 0.0005005 | 0.0012976 | 0.0075156 | 0.0011325 | 0.00099893 | 0.51366 | 0.00051698 | 0.033608 | 0.00050688 | 0.00050688 | 0.013652 | 0.25784 | 0 | 0.027362 | 0.00051025 | 0.00051025 | 0.062625 | 0.0099294 | 0.011535 | 0.23581 | 0.29135 | 0.54924 | 0.13027 | 0.011539 | 0.011539 | 0.010473 | 0.15851 | 0.16502 | 0.15851 | 0.16377 | 0.15851 | 0.015389 | 0.014893 | 0.34198 | 0.026393 | 0.027023 | 0.027023 | 0.026007 | 0.024736 | 0.10787 | 0.071633 | 0.071827
8: Increased turbine loads | 0.029771 | 0.068142 | 0.013605 | 0.0054261 | 0.017239 | 0.20339 | 0.00098657 | 0.0038487 | 0.00098657 | 0.091392 | 0.00098657 | 0.00099901 | 0.027271 | 0.041698 | 0.032341 | 0.013548 |  | 0.013548 | 0.013548 | 0 | 0.020137 | 0.055539 | 0.055079 | 0.019516 | 0.0098657 | 0.020879 | 0.22838 | 0.28227 | 0.53247 | 0.12599 | 0.0098657 | 0.0098657 | 0.0098657 | 0.014789 | 0.015279 | 0.014789 | 0.015279 | 0.014789 | 0.0069816 | 0.0069781 | 0.32342 |  | 0.024587 | 0.024587 |  | 0.024963 |  | 0.029771 | 0.068142 | 0.013605 | 0.0054261 | 0.017239 | 0.20339 | 0.00098657 | 0.0034716 | 0.00098657 | 0.091392 | 0.00098657 | 0.00099901 | 0.027271 | 0.041706 | 0.032341 | 0.013565 | 0.013565 | 0.050466 | 0.04394 | 0 | 0.027268 | 0.055539 | 0.055079 | 0.019516 | 0.0098657 | 0.020879 | 0.22838 | 0.28227 | 0.53247 | 0.12599 | 0.0098657 | 0.0098657 | 0.0098657 | 0.014789 | 0.015279 | 0.014789 | 0.015279 | 0.014789 | 0.015279 | 0.014789 | 0.32342 |  | 0.024587 | 0.024587 |  | 0.024963 |  | 0.029771 |  | 0.013605 | 0.0054261 | 0.017239 | 0.20339 | 0.00098654 |  | 0.00098657 | 0.091392 | 0.00098657 | 0.00099901 | 0.027271 | 0.04171 | 0.032341 | 0.013565 | 0.013565 | 0.013548 | 0.013548 | 0 | 0.027268 | 0.055539 | 0.055079 | 0.019516 | 0.0098657 | 0.020879 | 0.22838 | 0.28227 | 0.53247 | 0.12599 | 0.0098657 | 0.0098657 | 0.0098657 | 0.014789 | 0.015279 | 0.014789 | 0.015279 | 0.014789 | 0.015279 | 0.014789 | 0.32342 |  | 0.024587 | 0.024587 |  | 0.024963 |  | 0.029771 | 0.068142 | 0.013605 | 0.0054261 | 0.017239 | 0.20339 | 0.00098657 | 0.0038487 | 0.00098657 | 0.091392 | 0.00098657 | 0.00099901 | 0.027271 | 0.041698 | 0.032341 | 0.013548 |  | 0.013548 | 0.013548 | 0 | 0.020137 | 0.055539 | 0.055079 | 0.019516 | 0.0098657 | 0.020879 | 0.22838 | 0.28227 | 0.53247 | 0.12599 | 0.0098657 | 0.0098657 | 0.0098657 | 0.014789 | 0.015279 | 0.014789 | 0.015279 | 0.014789 | 0.0069816 | 0.0069781 | 0.32342 |  | 0.024587 | 0.024587 |  | 0.024963 |  |  | 0.017866 | 0.013605 | 0.0054262 | 0.033253 | 0.25923 | 0.00098654 | 0.00099901 | 0.00098657 | 0.091392 | 0.0020436 | 0.00099848 | 0.027271 | 0.041232 | 0.032905 | 0.013565 | 0.013565 | 0.027194 | 0.013549 | 0 | 0.027268 | 0.031056 | 0.031056 | 0.019516 | 0.0098657 |  | 0.22838 | 0.28227 | 0.53248 | 0.12599 | 0.025472 | 0.025472 | 0.0098657 | 0.035776 | 0.043015 | 0.035776 | 0.036519 | 0.035776 | 0.015279 | 0.014789 | 0.32342 |  | 0.024587 | 0.024587 | 0.055028 | 0.041364 | 0.13901 | 0.02975 |  | 0.013605 | 0.0054612 | 0.017375 | 0.20599 | 0.00098973 |  | 0.00099294 | 0.091951 | 0.00099294 | 0.000999 | 0.026983 | 0.041736 | 0.032335 | 0.013609 | 0.013609 | 0.013548 | 0.013548 | 0 | 0.027268 | 0.055794 | 0.055331 | 0.019514 | 0.0098657 | 0.020978 | 0.2313 | 0.2859 | 0.5394 | 0.12756 | 0.0099294 | 0.0099294 | 0.0099294 | 0.014894 | 0.01539 | 0.014894 | 0.01539 | 0.014894 | 0.015279 | 0.014789 | 0.32759 |  | 0.024821 | 0.024821 |  | 0.024963 |  |  |  | 0.013598 | 0.0054612 | 0.017375 | 0.20599 | 0.0015143 | 0.00098973 | 0.00099294 | 0.10045 | 0.00099294 | 0.000999 | 0.00051366 | 0.033549 | 0.010598 | 0.0069781 | 0.020996 | 0.0069781 | 0.0069781 | 0 |  |  |  | 0.019514 | 0.0098657 |  | 0.2313 | 0.2859 | 0.5394 | 0.12756 | 0.0099294 | 0.0099294 | 0.0099294 | 0.015651 | 0.019347 | 0.015651 | 0.016164 | 0.018836 | 0.015217 | 0.014731 | 0.32759 | 0.024185 | 0.024821 | 0.024821 | 0.024185 | 0.024963 | 0.10038 | 0.025187 | 0.010659 | 0.00050681 |  | 0.50875 | 0.60375 | 0.00050688 | 0.0005005 |  | 0.0075156 | 0.00054659 | 0.00099923 | 0.0070628 | 0.51698 | 0.021873 | 0.0069695 | 0.0069695 | 0.013609 |  | 0 | 0.027316 | 0.51025 | 0.51025 | 0.50161 | 0.0099294 | 0.22307 |  |  |  |  | 0.062136 | 0.062136 | 0.010746 | 0.02058 | 0.024609 | 0.02058 | 0.021149 | 0.02058 | 0.015335 | 0.014842 |  |  |  |  | 0.36486 | 0.27401 | 0.44721 | 0.0099401 | 1 | 0.00050681 | 0.50275 | 0.50875 | 0.011773 | 0.1411 | 0.000505 | 0.000505 | 0.54659 | 0.0005005 | 0.0005005 | 0.00051366 | 0.00051698 | 0.010598 | 0.50687 | 0.50688 | 0.50687 | 0.50687 | 0 | 0.50687 | 0.51025 | 0.51025 | 0.01025 | 0.0099294 | 0.0060375 | 0.012022 | 0.012558 | 0.015048 | 0.011003 | 0.0050975 | 0.505 | 0.0027775 | 0.0027912 | 0.0027926 | 0.0027912 | 0.0027926 | 0.0027912 | 0.0069816 | 0.0069781 | 0.0036575 | 0.5125 | 0.0028188 | 0.0028188 | 0.5125 | 0.0005125 | 0.5525 | 0.025187 | 0.010659 | 0.00050681 |  | 0.50875 | 0.60375 | 0.00051025 | 0.0005005 |  | 0.0075156 | 0.00054659 | 0.00099923 | 0.0070628 | 0.51698 | 0.021873 | 0.0069695 | 0.0069695 | 0.013609 |  | 0 | 0.027316 | 0.51025 | 0.51025 | 0.50161 | 0.0099294 | 0.22307 |  |  |  |  | 0.062136 | 0.062136 | 0.010746 | 0.02058 | 0.024609 | 0.02058 | 0.021149 | 0.02058 | 0.015335 | 0.014842 |  |  |  |  | 0.36486 | 0.27401 | 0.44721 | 0.08526 | 0.082141
8: Vessel or Aircraft Collision | 0.029771 | 0.067841 | 0.013605 | 0.0054261 | 0.017239 | 0.20339 | 0.00098657 | 0.0034716 | 0.00098657 | 0.091392 | 0.00098657 | 0.00099901 | 0.028291 | 0.034946 | 0.032341 | 0.056333 | 0.028504 | 0.040697 | 0.040697 | 0 | 0.027161 | 0.055539 | 0.055079 | 0.019516 | 0.0098657 | 0.020879 | 0.22838 | 0.28227 | 0.53247 | 0.12599 | 0.0098657 | 0.0098657 | 0.0098657 | 0.014789 | 0.015279 | 0.014789 | 0.015279 | 0.014789 | 0.015154 | 0.014671 | 0.32342 | 0.089371 | 0.024587 | 0.024587 | 0.064239 | 0.024963 | 0.14662 | 0.029771 | 0.067841 | 0.013605 | 0.0054261 | 0.017239 | 0.20339 | 0.00098657 | 0.0039804 | 0.00098657 | 0.091392 | 0.00098657 | 0.00099901 | 0.027271 | 0.041619 | 0.032341 | 0.013385 | 0.013385 | 0.013548 | 0.013548 | 0 | 0.02727 | 0.055539 | 0.055079 | 0.019516 | 0.0098657 | 0.020879 | 0.22838 | 0.28227 | 0.53247 | 0.12599 | 0.0098657 | 0.0098657 | 0.0098657 | 0.029189 | 0.029936 | 0.029189 | 0.029936 | 0.029189 | 0.015281 | 0.014791 | 0.32342 | 0.09153 | 0.024587 | 0.024587 | 0.066501 | 0.024963 | 0.14943 | 0.029771 | 0.067841 | 0.013605 | 0.0054261 | 0.017239 | 0.20339 | 0.00098657 | 0.0034716 | 0.00098657 | 0.091392 | 0.00098657 | 0.00099901 | 0.028291 | 0.034946 | 0.032341 | 0.056333 | 0.028504 | 0.040697 | 0.040697 | 0 | 0.027161 | 0.055539 | 0.055079 | 0.019516 | 0.0098657 | 0.020879 | 0.22838 | 0.28227 | 0.53247 | 0.12599 | 0.0098657 | 0.0098657 | 0.0098657 | 0.014789 | 0.015279 | 0.014789 | 0.015279 | 0.014789 | 0.015154 | 0.014671 | 0.32342 | 0.089371 | 0.024587 | 0.024587 | 0.064239 | 0.024963 | 0.14662 | 0.029771 | 0.067841 | 0.013605 | 0.0054261 | 0.017239 | 0.20339 | 0.00098657 | 0.0039804 | 0.00098657 | 0.091392 | 0.00098657 | 0.00099901 | 0.027271 | 0.041619 | 0.032341 | 0.013385 | 0.013385 | 0.013548 | 0.013548 | 0 | 0.02727 | 0.055539 | 0.055079 | 0.019516 | 0.0098657 | 0.020879 | 0.22838 | 0.28227 | 0.53247 | 0.12599 | 0.0098657 | 0.0098657 | 0.0098657 | 0.029189 | 0.029936 | 0.029189 | 0.029936 | 0.029189 | 0.015281 | 0.014791 | 0.32342 | 0.09153 | 0.024587 | 0.024587 | 0.066501 | 0.024963 | 0.14943 | 0.02975 | 0.068236 | 0.013605 | 0.0054612 | 0.017375 | 0.20599 | 0.00099294 | 0.0034875 | 0.00099294 | 0.092507 | 0.00099294 | 0.000999 | 0.028297 | 0.034952 | 0.032334 | 0.056649 | 0.028632 | 0.040884 | 0.040884 | 0 | 0.02716 | 0.055862 | 0.055399 | 0.019514 | 0.0098657 | 0.020978 | 0.2313 | 0.2859 | 0.5394 | 0.12756 | 0.0099294 | 0.0099294 | 0.0099294 | 0.014894 | 0.01539 | 0.014894 | 0.01539 | 0.014894 | 0.015153 | 0.01467 | 0.32759 | 0.089661 | 0.024821 | 0.024821 | 0.064393 | 0.024963 | 0.14676 | 0.02975 | 0.068236 | 0.013605 | 0.0054612 | 0.017375 | 0.20599 | 0.00099294 | 0.0034875 | 0.00099294 | 0.092507 | 0.00099294 | 0.000999 | 0.00051366 | 0.041709 | 0.032334 | 0.013559 | 0.013559 | 0.048749 | 0.042213 | 0 | 0.027268 | 0.055862 | 0.055399 | 0.019514 | 0.0098657 | 0.020978 | 0.2313 | 0.2859 | 0.5394 | 0.12756 | 0.0099294 | 0.0099294 | 0.0099294 | 0.015651 | 0.016164 | 0.015651 | 0.016164 | 0.015651 | 0.015279 | 0.01479 | 0.32759 | 0.091845 | 0.024821 | 0.024821 | 0.066682 | 0.024963 | 0.1496 | 0.50975 | 0.50975 | 0.00050681 | 0.0027875 | 0.0069317 | 0.0082261 | 0.00050681 | 0.5005 | 0.00050681 | 0.0074473 | 0.00050681 | 0.0005005 | 0.51366 | 0.51698 | 0.021873 | 0.50687 | 0.50688 | 0.026433 | 0.026433 | 0 | 0.023708 | 0.51025 | 0.51025 | 0.019684 | 0.0099294 | 0.47823 | 0.0083998 | 0.0087745 | 0.010514 | 0.0076879 | 0.0050681 | 0.0050681 | 0.0050681 | 0.0069147 | 0.0069181 | 0.0069147 | 0.0069181 | 0.0069147 | 0.01113 | 0.010883 | 0.0090606 | 0.44068 | 0.0069828 | 0.0069828 | 0.36486 | 0.0005125 | 0.44721 | 0.50975 | 0.50975 | 0.00050681 | 0.0027875 | 0.0069317 | 0.0082261 | 0.00050681 | 0.5005 | 0.00050681 | 0.0074473 | 0.00050681 | 0.0005005 | 0.51366 | 0.51698 | 0.021873 | 0.50687 | 0.50688 | 0.026433 | 0.026433 | 0 | 0.023708 | 0.51025 | 0.51025 | 0.019684 | 0.0099294 | 0.47823 | 0.0083998 | 0.0087745 | 0.010514 | 0.0076879 | 0.0050681 | 0.0050681 | 0.0050681 | 0.0069147 | 0.0069181 | 0.0069147 | 0.0069181 | 0.0069147 | 0.01113 | 0.010883 | 0.0090606 | 0.44068 | 0.0069828 | 0.0069828 | 0.36486 | 0.0005125 | 0.44721 | 0.50975 | 0.50975 | 1 | 0.0027875 | 0.0069317 | 0.0082261 | 0.00050681 | 0.5005 | 0.00050681 | 0.0074473 | 0.00050681 | 0.0005005 | 0.51366 | 0.51698 | 0.021873 | 0.50687 | 0.50688 | 0.026433 | 0.026433 | 0 | 0.023708 | 0.51025 | 0.51025 | 0.019684 | 0.0050681 | 0.505 | 0.0083998 | 0.0087745 | 0.010514 | 0.0076879 | 0.0050681 | 0.0050681 | 0.0050681 | 0.0069147 | 0.0069181 | 0.0069147 | 0.0069181 | 0.0069147 | 0.01113 | 0.010883 | 0.0090606 | 0.44068 | 0.0069828 | 0.0069828 | 0.36486 | 0.0005125 | 0.44721 | 0.50975 | 0.50975 | 0.00050681 | 0.0027875 | 0.0069317 | 0.0082261 | 0.00050681 | 0.5005 | 0.00050681 | 0.0074473 | 0.00050681 | 0.0005005 | 0.51366 | 0.51698 | 0.021873 | 0.50687 | 0.50688 | 0.026433 | 0.026433 | 0 | 0.023708 | 0.51025 | 0.51025 | 0.019684 | 0.0099294 | 0.47823 | 0.0083998 | 0.0087745 | 0.010514 | 0.0076879 | 0.0050681 | 0.0050681 | 0.0050681 | 0.0069147 | 0.0069181 | 0.0069147 | 0.0069181 | 0.0069147 | 0.01113 | 0.010883 | 0.0090606 | 0.44068 | 0.0069828 | 0.0069828 | 0.36486 | 0.0005125 | 0.44721 | 0.095102 | 0.011064
8: Falling topside components | 0.029771 | 0.067841 | 0.013605 | 0.0054261 | 0.017239 | 0.20339 | 0.00098657 | 0.0039804 | 0.00098657 | 0.091392 | 0.00098657 | 0.00099901 | 0.027271 | 0.041698 | 0.032341 | 0.013548 | 0.049029 | 0.013548 | 0.013548 | 0 | 0.027013 | 0.055539 | 0.055079 | 0.019516 | 0.0098657 | 0.020879 | 0.22838 | 0.28227 | 0.53247 | 0.12599 | 0.0098657 | 0.0098657 | 0.0098657 | 0.014789 | 0.015279 | 0.014789 | 0.015279 | 0.014789 | 0.014981 | 0.014509 | 0.32342 | 0.091555 | 0.024587 | 0.024587 | 0.066527 | 0.024963 | 0.14946 | 0.029771 | 0.067841 | 0.013605 | 0.0054261 | 0.017239 | 0.20339 | 0.00098657 | 0.0034716 | 0.00098657 | 0.091392 | 0.00098657 | 0.00099901 | 0.027271 | 0.041706 | 0.032341 | 0.013565 | 0.013565 | 0.047247 | 0.040697 | 0 | 0.027268 | 0.055539 | 0.055079 | 0.019516 | 0.0098657 | 0.020879 | 0.22838 | 0.28227 | 0.53247 | 0.12599 | 0.0098657 | 0.0098657 | 0.0098657 | 0.014789 | 0.015279 | 0.014789 | 0.015279 | 0.014789 | 0.015279 | 0.014789 | 0.32342 | 0.091558 | 0.024587 | 0.024587 | 0.06653 | 0.024963 | 0.14946 | 0.029771 | 0.067841 | 0.013605 | 0.0054261 | 0.017239 | 0.20339 | 0.00098657 | 0.0039804 | 0.00098657 | 0.091392 | 0.00098657 | 0.00099901 | 0.027271 | 0.041698 | 0.032341 | 0.013548 | 0.013565 | 0.013548 | 0.013548 | 0 | 0.027268 | 0.055539 | 0.055079 | 0.019516 | 0.0098657 | 0.020879 | 0.22838 | 0.28227 | 0.53247 | 0.12599 | 0.0098657 | 0.0098657 | 0.0098657 | 0.014789 | 0.015279 | 0.014789 | 0.015279 | 0.014789 | 0.015279 | 0.014789 | 0.32342 | 0.091555 | 0.024587 | 0.024587 | 0.066527 | 0.024963 | 0.14946 | 0.029771 | 0.067841 | 0.013605 | 0.0054261 | 0.017239 | 0.20339 | 0.00098657 | 0.0039804 | 0.00098657 | 0.091392 | 0.00098657 | 0.00099901 | 0.027271 | 0.041698 | 0.032341 | 0.013548 | 0.049041 | 0.013548 | 0.013548 | 0 | 0.027013 | 0.055539 | 0.055079 | 0.019516 | 0.0098657 | 0.020879 | 0.22838 | 0.28227 | 0.53247 | 0.12599 | 0.0098657 | 0.0098657 | 0.0098657 | 0.014789 | 0.015279 | 0.014789 | 0.015279 | 0.014789 | 0.014981 | 0.014509 | 0.32342 | 0.091555 | 0.024587 | 0.024587 | 0.066527 | 0.024963 | 0.14946 | 0.039034 | 0.017866 | 0.013605 | 0.0054262 | 0.033253 | 0.25923 | 0.00098651 | 0.00099901 | 0.00098657 | 0.091388 | 0.0020436 | 0.00099848 | 0.027271 | 0.041232 | 0.032905 | 0.013565 | 0.013565 | 0.027194 | 0.013549 | 0 | 0.027268 | 0.031056 | 0.031056 | 0.019516 | 0.0098657 | 0.027582 | 0.22838 | 0.28227 | 0.53248 | 0.12599 | 0.025472 | 0.025472 | 0.0098657 | 0.035776 | 0.043015 | 0.035776 | 0.036519 | 0.035776 | 0.015279 | 0.014789 | 0.32342 | 0.069505 | 0.024587 | 0.024587 | 0.055027 | 0.041364 | 0.13901 | 0.02975 | 0.068236 | 0.013605 | 0.0054612 | 0.017375 | 0.20599 | 0.00099294 | 0.0039982 | 0.00099294 | 0.092507 | 0.00099294 | 0.000999 | 0.026983 | 0.041729 | 0.032334 | 0.0136 | 0.013609 | 0.0136 | 0.0136 | 0 | 0.027268 | 0.055862 | 0.055399 | 0.019514 | 0.0098657 | 0.020978 | 0.2313 | 0.2859 | 0.5394 | 0.12756 | 0.0099294 | 0.0099294 | 0.0099294 | 0.014894 | 0.01539 | 0.014894 | 0.01539 | 0.014894 | 0.015279 | 0.014789 | 0.32759 | 0.091852 | 0.024821 | 0.024821 | 0.066689 | 0.024963 | 0.14961 | 0.02975 | 0.069578 | 0.013598 | 0.0054612 | 0.017375 | 0.20599 | 0.001539 | 0.00098973 | 0.00099294 | 0.101 | 0.00099294 | 0.000999 | 0.00051366 | 0.033549 | 0.03201 | 0.0069781 | 0.021021 | 0.0069781 | 0.0069781 | 0 | 0.027215 | 0.069941 | 0.069491 | 0.019514 | 0.0098657 | 0.020978 | 0.2313 | 0.2859 | 0.5394 | 0.12756 | 0.0099294 | 0.0099294 | 0.0099294 | 0.015651 | 0.019651 | 0.015651 | 0.016164 | 0.019137 | 0.015217 | 0.01473 | 0.32759 | 0.024185 | 0.024821 | 0.024821 | 0.024185 | 0.024963 | 0.10038 | 0.025187 | 0.010659 | 0.00050681 | 0.14466 | 0.50875 | 0.60375 | 0.00050688 | 0.0005005 | 0.02655 | 0.0075156 | 0.00054659 | 0.00099923 | 0.0070628 | 0.51698 | 0.021873 | 0.0069695 | 0.0069695 | 0.0069695 | 0.47045 | 0 | 0.020137 | 0.51025 | 0.51025 |  | 0.0099294 | 0.22307 | 0.24129 | 0.2968 | 0.55457 | 0.13581 | 0.505 | 0.505 | 0.010746 | 0.5075 | 0.50775 | 0.5075 | 0.50775 | 0.5075 | 0.0069816 | 0.0069781 | 0.62755 | 0.44068 | 0.44131 | 0.44131 | 0.36486 | 0.27401 | 0.44721 | 0.015048 | 0.13837 | 0.00050681 | 1 | 0.14267 | 0.60375 | 0.1411 | 0.19656 | 0.09951 | 0.54659 | 0.0005005 | 0.0005005 | 0.51366 | 0.51698 | 0.010598 | 0.50688 | 0.0069781 | 0.50687 | 0.50687 | 0 | 0.50687 | 0.51025 | 0.51025 | 0.01025 | 0.0099294 | 0.47823 | 0.0033907 | 0.003542 | 0.0042443 | 0.0031034 | 0.0027775 | 0.0027775 | 0.0027775 | 0.0027912 | 0.0027926 | 0.0027912 | 0.0027926 | 0.0027912 | 0.0069816 | 0.0069781 | 0.0036575 | 0.5125 | 0.0028187 | 0.0028187 | 0.010506 | 0.010506 | 0.011326 | 0.025187 | 0.010659 | 0.00050681 | 0.14466 | 0.50875 | 0.60375 | 0.00050688 | 0.0005005 | 0.02655 | 0.0075156 | 0.00054659 | 0.00099923 | 0.0070628 | 0.51698 | 0.021873 | 0.0069695 | 0.0069695 | 0.0069695 | 0.47045 | 0 | 0.020137 | 0.51025 | 0.51025 |  | 0.0099294 | 0.22307 | 0.24129 | 0.2968 | 0.55457 | 0.13581 | 0.505 | 0.505 | 0.010746 | 0.5075 | 0.50775 | 0.5075 | 0.50775 | 0.5075 | 0.0069816 | 0.0069781 | 0.62755 | 0.44068 | 0.44131 | 0.44131 | 0.36486 | 0.27401 | 0.44721 | 0.10834 | 0.050798
8: Turbine parked | 0.029771 | 0.067841 | 0.013605 | 0.0054261 | 0.017239 | 0.20339 | 0.00098657 | 0.0039804 | 0.00098657 | 0.091392 | 0.00098657 | 0.00099901 | 0.027271 | 0.041698 | 0.032341 | 0.013548 | 0.070768 | 0.013548 | 0.013548 | 0 | 0.026856 | 0.055539 | 0.055079 | 0.019516 | 0.0098657 | 0.020879 | 0.22838 | 0.28227 | 0.53247 | 0.12599 | 0.0098657 | 0.0098657 | 0.0098657 | 0.014789 | 0.015279 | 0.014789 | 0.015279 | 0.014789 | 0.014798 | 0.014336 | 0.32342 | 0.091555 | 0.024587 | 0.024587 | 0.066527 | 0.024963 | 0.14946 | 0.029771 | 0.067841 | 0.013605 | 0.0054261 | 0.017239 | 0.20339 | 0.00098657 | 0.0034716 | 0.00098657 | 0.091392 | 0.00098657 | 0.00099901 | 0.027271 | 0.034946 | 0.032341 | 0.070417 | 0.035999 | 0.047258 | 0.047258 | 0 | 0.027107 | 0.055539 | 0.055079 | 0.019516 | 0.0098657 | 0.020879 | 0.22838 | 0.28227 | 0.53247 | 0.12599 | 0.0098657 | 0.0098657 | 0.0098657 | 0.014789 | 0.015279 | 0.014789 | 0.015279 | 0.014789 | 0.015091 | 0.014612 | 0.32342 | 0.089371 | 0.024587 | 0.024587 | 0.064239 | 0.024963 | 0.14662 | 0.039034 | 0.017866 | 0.013605 | 0.0054261 | 0.033257 | 0.25924 | 0.00098654 | 0.00099901 | 0.00098657 | 0.091392 | 0.0020439 | 0.00099848 | 0.027271 | 0.041232 | 0.032905 | 0.013565 | 0.013565 | 0.027221 | 0.013548 | 0 | 0.027268 | 0.031056 | 0.031056 | 0.019516 | 0.0098657 | 0.027584 | 0.22838 | 0.28227 | 0.53247 | 0.12599 | 0.025475 | 0.025475 | 0.0098657 | 0.035779 | 0.043019 | 0.035779 | 0.036522 | 0.035779 | 0.015279 | 0.014789 | 0.32342 | 0.069506 | 0.024587 | 0.024587 | 0.055028 | 0.041365 | 0.13901 | 0.029771 | 0.067841 | 0.013605 | 0.0054261 | 0.017239 | 0.20339 | 0.00098657 | 0.0039804 | 0.00098657 | 0.091392 | 0.00098657 | 0.00099901 | 0.048125 | 0.041698 | 0.032341 | 0.013548 | 0.048071 | 0.013548 | 0.013548 | 0 | 0.02702 | 0.055539 | 0.055079 | 0.019516 | 0.0098657 | 0.020879 | 0.22838 | 0.28227 | 0.53247 | 0.12599 | 0.0098657 | 0.0098657 | 0.0098657 | 0.014789 | 0.015279 | 0.014789 | 0.015279 | 0.014789 | 0.014989 | 0.014516 | 0.32342 | 0.091555 | 0.024587 | 0.024587 | 0.066527 | 0.024963 | 0.14946 | 0.02977 | 0.067855 | 0.013605 | 0.0054274 | 0.017244 | 0.20349 | 0.0009868 | 0.0039831 | 0.0009868 | 0.091433 | 0.0009868 | 0.00099901 | 0.027271 | 0.047526 | 0.032341 | 0.025636 | 0.013385 | 0.013574 | 0.013574 | 0 | 0.02727 | 0.055551 | 0.055091 | 0.019516 | 0.0098657 | 0.020883 | 0.22848 | 0.2824 | 0.53273 | 0.12605 | 0.009868 | 0.009868 | 0.009868 | 0.028958 | 0.029705 | 0.028958 | 0.029705 | 0.028958 | 0.015281 | 0.014791 | 0.32357 | 0.093451 | 0.024595 | 0.024595 | 0.068508 | 0.024963 | 0.15192 | 0.028893 | 0.017862 | 0.013605 | 0.016621 | 0.026632 | 0.25402 | 0.00098973 | 0.00099901 | 0.0035244 | 0.091951 | 0.000916 | 0.00099904 | 0.026983 | 0.041255 | 0.032904 | 0.013609 | 0.013609 | 0.013564 | 0.085786 | 0 | 0.027268 | 0.031113 | 0.031113 | 0.10435 | 0.0098657 | 0.025167 | 0.25385 | 0.30843 | 0.56184 | 0.15016 | 0.020212 | 0.020212 | 0.02043 | 0.029116 | 0.036468 | 0.029116 | 0.02986 | 0.029116 | 0.015279 | 0.014789 | 0.38175 | 0.069565 | 0.082211 | 0.082211 | 0.055062 | 0.04086 | 0.13905 | 0.02975 | 0.13992 | 0.013128 | 0.0054612 | 0.017375 | 0.20599 | 0.03736 | 0.00050688 | 0.00099294 | 0.54659 | 0.00099294 | 0.000999 | 0.51366 | 0.0071085 | 0.03066 | 0.0069781 | 0.50687 | 0.0069781 | 0.0069781 | 0 | 0.023708 | 0.12858 | 0.12817 | 0.019514 | 0.009868 | 0.020978 | 0.2313 | 0.2859 | 0.5394 | 0.12756 | 0.0099294 | 0.0099294 | 0.0099294 | 0.014894 | 0.0069816 | 0.014894 | 0.01539 | 0.0069781 | 0.01113 | 0.010883 | 0.32759 | 0.024493 | 0.024821 | 0.024821 | 0.024493 | 0.024963 | 0.10262 | 0.02975 | 0.054819 | 0.013612 | 0.0054612 | 0.017375 | 0.20599 | 0.00050688 | 0.0032457 | 0.00099294 | 0.0075156 | 0.00099294 | 0.000999 | 0.00051366 | 0.27928 | 0.032573 | 0.50688 | 0.50688 | 0.27782 | 0.042213 | 0 | 0.023708 | 0.045464 | 0.044996 | 0.019514 | 0.0098657 | 0.020978 | 0.2313 | 0.2859 | 0.5394 | 0.12756 | 0.0099294 | 0.0099294 | 0.0099294 | 0.015651 | 0.016164 | 0.015651 | 0.016164 | 0.015651 | 0.01113 | 0.010883 | 0.32759 |  | 0.024821 | 0.024821 |  | 0.024963 |  | 0.50975 | 0.010659 | 0.00050681 | 0.0027775 | 1 | 0.010566 | 0.00051025 | 0.09951 | 0.000505 | 0.0095654 | 0.00054659 | 0.0005005 | 0.51366 | 0.51698 | 0.010598 | 0.0075156 | 0.0075156 | 0.0069695 | 0.50687 | 0 | 0.50687 | 0.011205 | 0.011205 | 0.51 | 0.0099294 | 0.0050875 | 0.6165 | 0.644 | 0.77169 | 0.56425 | 0.0054659 | 0.0054659 | 0.000505 | 0.5075 | 0.50775 | 0.5075 | 0.50775 | 0.5075 | 0.0069816 | 0.0069781 | 0.665 | 0.5125 | 0.5125 | 0.5125 | 0.010506 | 0.5125 | 0.011326 | 0.034606 | 0.14052 | 0.00050681 | 0.0057603 | 0.00050875 | 0.00060375 | 0.00051025 | 0.0005005 | 0.0012976 | 0.54659 | 0.0010473 | 0.00099898 | 0.51366 | 0.00051698 | 0.033608 | 0.00050688 | 0.00050688 | 0.013652 | 0.25784 | 0 | 0.027362 | 0.00051025 | 0.00051025 | 0.062625 | 0.0099294 | 0.011535 | 0.23581 | 0.29135 | 0.54924 | 0.13027 | 0.010695 | 0.010695 | 0.010473 | 0.15851 | 0.16502 | 0.15851 | 0.16377 | 0.15851 | 0.015389 | 0.014893 | 0.34198 | 0.026393 | 0.027023 | 0.027023 | 0.026007 | 0.024736 | 0.10787 | 0.090574 | 0.076927
8: Reduced power output | 0 | 0 | 0 | 0 | 0 | 0 | 0 | 0 | 0 | 0 | 0 | 0 | 0 | 0 | 0 | 0 | 0 | 0 | 0 | 0 | 0 | 0 | 0 | 0 | 0 | 0 | 0 | 0 | 0 | 0 | 0 | 0 | 0 | 0 | 0 | 0 | 0 | 0 | 0 | 0 | 0 | 0 | 0 | 0 | 0 | 0 | 0 | 0 | 0 | 0 | 0 | 0 | 0 | 0 | 0 | 0 | 0 | 0 | 0 | 0 | 0 | 0 | 0 | 0 | 0 | 0 | 0 | 0 | 0 | 0 | 0 | 0 | 0 | 0 | 0 | 0 | 0 | 0 | 0 | 0 | 0 | 0 | 0 | 0 | 0 | 0 | 0 | 0 | 0 | 0 | 0 | 0 | 0 | 0 | 0 | 0 | 0 | 0 | 0 | 0 | 0 | 0 | 0 | 0 | 0 | 0 | 0 | 0 | 0 | 0 | 0 | 0 | 0 | 0 | 0 | 0 | 0 | 0 | 0 | 0 | 0 | 0 | 0 | 0 | 0 | 0 | 0 | 0 | 0 | 0 | 0 | 0 | 0 | 0 | 0 | 0 | 0 | 0 | 0 | 0 | 0 | 0 | 0 | 0 | 0 | 0 | 0 | 0 | 0 | 0 | 0 | 0 | 0 | 0 | 0 | 0 | 0 | 0 | 0 | 0 | 0 | 0 | 0 | 0 | 0 | 0 | 0 | 0 | 0 | 0 | 0 | 0 | 0 | 0 | 0 | 0 | 0 | 0 | 0 | 0 | 0 | 0 | 0 | 0 | 0 | 0 | 0 | 0 | 0 | 0 | 0 | 0 | 0 | 0 | 0 | 0 | 0 | 0 | 0 | 0 | 0 | 0 | 0 | 0 | 0 | 0 | 0 | 0 | 0 | 0 | 0 | 0 | 0 | 0 | 0 | 0 | 0 | 0 | 0 | 0 | 0 | 0 | 0 | 0 | 0 | 0 | 0 | 0 | 0 | 0 | 0 | 0 | 0 | 0 | 0 | 0 | 0 | 0 | 0 | 0 | 0 | 0 | 0 | 0 | 0 | 0 | 0 | 0 | 0 | 0 | 0 | 0 | 0 | 0 | 0 | 0 | 0 | 0 | 0 | 0 | 0 | 0 | 0 | 0 | 0 | 0 | 0 | 0 | 0 | 0 | 0 | 0 | 0 | 0 | 0 | 0 | 0 | 0 | 0 | 0 | 0 | 0 | 0 | 0 | 0 | 0 | 0 | 0 | 0 | 0 | 0 | 0 | 0 | 0 | 0 | 0 | 0 | 0 | 0 | 0 | 0 | 0 | 0 | 0 | 0 | 0 | 0 | 0 | 0 | 0 | 0 | 0 | 0 | 0 | 0 | 0 | 0 | 0 | 0 | 0 | 0 | 0 | 0 | 0 | 0 | 0 | 0 | 0 | 0 | 0 | 0 | 0 | 0 | 0 | 0 | 0 | 0 | 0 | 0 | 0 | 0 | 0 | 0 | 0 | 0 | 0 | 0 | 0 | 0 | 0 | 0 | 0 | 0 | 0 | 0 | 0 | 0 | 0 | 0 | 0 | 0 | 0 | 0 | 0 | 0 | 0 | 0 | 0 | 0 | 0 | 0 | 0 | 0 | 0 | 0 | 0 | 0 | 0 | 0 | 0 | 0 | 1 | 0 | 0 | 0 | 0 | 0 | 0 | 0 | 0 | 0 | 0 | 0 | 0 | 0 | 0 | 0 | 0 | 0 | 0 | 0 | 0.0060375 | 0 | 0 | 0 | 0 | 0 | 0 | 0 | 0 | 0 | 0 | 0 | 0 | 0 | 0 | 0 | 0 | 0 | 0 | 0 | 0 | 0 | 0 | 0 | 0 | 0 | 0 | 0 | 0 | 0 | 0 | 0 | 0 | 0 | 0 | 0 | 0 | 0 | 0 | 0 | 0 | 0 | 0 | 0 | 0 | 0 | 0 | 0 | 0 | 0 | 0 | 0 | 0 | 0 | 0 | 0 | 0 | 0 | 0 | 0 | 0 | 0 | 0 | 0 | 0 | 0 | 0 | 0 | 0 | 0.0021405 | 0.21222
8: Drift off station | 0.029771 | 0.067841 | 0.013605 | 0.0054261 | 0.017239 | 0.20339 | 0.00098657 | 0.0034716 | 0.00098657 | 0.091392 | 0.00098657 | 0.00099901 | 0.028291 | 0.034946 | 0.032341 | 0.056333 | 0.028504 | 0.040697 | 0.040697 | 0 | 0.027161 | 0.055539 | 0.055079 | 0.019516 | 0.0098657 | 0.020879 | 0.22838 | 0.28227 | 0.53247 | 0.12599 | 0.0098657 | 0.0098657 | 0.0098657 | 0.014789 | 0.015279 | 0.014789 | 0.015279 | 0.014789 | 0.015154 | 0.014671 | 0.32342 | 0.089371 | 0.024587 | 0.024587 | 0.064239 | 0.024963 | 0.14662 | 0.029771 | 0.067841 | 0.013605 | 0.0054261 | 0.017239 | 0.20339 | 0.00098657 | 0.0039804 | 0.00098657 | 0.091392 | 0.00098657 | 0.00099901 | 0.027271 | 0.041619 | 0.032341 | 0.013385 | 0.013385 | 0.013548 | 0.013548 | 0 | 0.02727 | 0.055539 | 0.055079 | 0.019516 | 0.0098657 | 0.020879 | 0.22838 | 0.28227 | 0.53247 | 0.12599 | 0.0098657 | 0.0098657 | 0.0098657 | 0.029189 | 0.029936 | 0.029189 | 0.029936 | 0.029189 | 0.015281 | 0.014791 | 0.32342 | 0.09153 | 0.024587 | 0.024587 | 0.066501 | 0.024963 | 0.14943 | 0.029771 | 0.067841 | 0.013605 | 0.0054261 | 0.017239 | 0.20339 | 0.00098657 | 0.0034716 | 0.00098657 | 0.091392 | 0.00098657 | 0.00099901 | 0.028291 | 0.034946 | 0.032341 | 0.056333 | 0.028504 | 0.040697 | 0.040697 | 0 | 0.027161 | 0.055539 | 0.055079 | 0.019516 | 0.0098657 | 0.020879 | 0.22838 | 0.28227 | 0.53247 | 0.12599 | 0.0098657 | 0.0098657 | 0.0098657 | 0.014789 | 0.015279 | 0.014789 | 0.015279 | 0.014789 | 0.015154 | 0.014671 | 0.32342 | 0.089371 | 0.024587 | 0.024587 | 0.064239 | 0.024963 | 0.14662 | 0.029771 | 0.067841 | 0.013605 | 0.0054261 | 0.017239 | 0.20339 | 0.00098657 | 0.0039804 | 0.00098657 | 0.091392 | 0.00098657 | 0.00099901 | 0.027271 | 0.041619 | 0.032341 | 0.013385 | 0.013385 | 0.013548 | 0.013548 | 0 | 0.02727 | 0.055539 | 0.055079 | 0.019516 | 0.0098657 | 0.020879 | 0.22838 | 0.28227 | 0.53247 | 0.12599 | 0.0098657 | 0.0098657 | 0.0098657 | 0.029189 | 0.029936 | 0.029189 | 0.029936 | 0.029189 | 0.015281 | 0.014791 | 0.32342 | 0.09153 | 0.024587 | 0.024587 | 0.066501 | 0.024963 | 0.14943 | 0.02975 | 0.068236 | 0.013605 | 0.0054612 | 0.017375 | 0.20599 | 0.00099294 | 0.0034875 | 0.00099294 | 0.092507 | 0.00099294 | 0.000999 | 0.028297 | 0.034952 | 0.032334 | 0.056649 | 0.028632 | 0.040884 | 0.040884 | 0 | 0.02716 | 0.055862 | 0.055399 | 0.019514 | 0.0098657 | 0.020978 | 0.2313 | 0.2859 | 0.5394 | 0.12756 | 0.0099294 | 0.0099294 | 0.0099294 | 0.014894 | 0.01539 | 0.014894 | 0.01539 | 0.014894 | 0.015153 | 0.01467 | 0.32759 | 0.089661 | 0.024821 | 0.024821 | 0.064393 | 0.024963 | 0.14676 | 0.02975 | 0.068236 | 0.013605 | 0.0054612 | 0.017375 | 0.20599 | 0.00099294 | 0.0039963 | 0.00099294 | 0.092507 | 0.00099294 | 0.000999 | 0.00051366 | 0.041709 | 0.032334 | 0.013559 | 0.013559 | 0.013548 | 0.013548 | 0 | 0.027268 | 0.055862 | 0.055399 | 0.019514 | 0.0098657 | 0.020978 | 0.2313 | 0.2859 | 0.5394 | 0.12756 | 0.0099294 | 0.0099294 | 0.0099294 | 0.015651 | 0.016164 | 0.015651 | 0.016164 | 0.015651 | 0.015279 | 0.01479 | 0.32759 | 0.091845 | 0.024821 | 0.024821 | 0.066682 | 0.024963 | 0.1496 | 0.50975 | 0.50975 | 0.00050681 | 0.0027875 | 0.0069317 | 0.0082261 | 0.00050681 | 0.5005 | 0.00050681 | 0.0074473 | 0.00050681 | 0.0005005 | 0.51366 | 0.51698 | 0.021873 | 0.50687 | 0.50688 | 0.026433 | 0.026433 | 0 | 0.023708 | 0.51025 | 0.51025 | 0.019684 | 0.0099294 | 0.47823 | 0.0083998 | 0.0087745 | 0.010514 | 0.0076879 | 0.0050681 | 0.0050681 | 0.0050681 | 0.0069147 | 0.0069181 | 0.0069147 | 0.0069181 | 0.0069147 | 0.01113 | 0.010883 | 0.0090606 | 0.44068 | 0.0069828 | 0.0069828 | 0.36486 | 0.0005125 | 0.44721 | 0.50975 | 0.50975 | 0.00050681 | 0.0027875 | 0.0069317 | 0.0082261 | 0.00050681 | 0.5005 | 0.00050681 | 0.0074473 | 0.00050681 | 0.0005005 | 0.00051366 | 0.51698 | 0.021873 | 0.0070628 | 0.0070628 | 0.46928 | 0.46824 | 0 | 0.027315 | 0.51025 | 0.51025 | 0.019684 | 0.0099294 | 0.47823 | 0.0083998 | 0.0087745 | 0.010514 | 0.0076879 | 0.0050681 | 0.0050681 | 0.0050681 | 0.5075 | 0.50775 | 0.5075 | 0.50775 | 0.5075 | 0.015334 | 0.014841 | 0.0090606 | 0.44068 | 0.0069828 | 0.0069828 | 0.36486 | 0.0005125 | 0.44721 | 0.50975 | 0.50975 | 0.00050681 | 0.0027875 | 0.00050875 | 0.00060375 | 1 | 0.0005005 | 0.5005 | 0.54659 | 0.00050681 | 0.0005005 | 0.00051366 | 0.00051698 | 0.010598 | 0.00050688 | 0.00050688 | 0.0069695 | 0.47045 | 0 | 0.020137 | 0.00051025 | 0.00051025 | 0.39148 | 0.0050681 | 0.47823 | 0.0083998 | 0.0087745 | 0.010514 | 0.0076879 | 0.505 | 0.505 | 0.0050681 | 0.5075 | 0.50775 | 0.5075 | 0.50775 | 0.5075 | 0.0069816 | 0.0069781 | 0.665 | 0.5125 | 0.5125 | 0.5125 | 0.5125 | 0.010506 | 0.5525 | 0.50975 | 0.50975 | 0.00050681 | 0.0027875 | 0.0069317 | 0.0082261 | 0.00050681 | 0.5005 | 0.00050681 | 0.0074473 | 0.00050681 | 0.0005005 | 0.00051366 | 0.51698 | 0.021873 | 0.0070628 | 0.0070628 | 0.46928 | 0.46824 | 0 | 0.027315 | 0.51025 | 0.51025 | 0.019684 | 0.0099294 | 0.47823 | 0.0083998 | 0.0087745 | 0.010514 | 0.0076879 | 0.0050681 | 0.0050681 | 0.0050681 | 0.5075 | 0.50775 | 0.5075 | 0.50775 | 0.5075 | 0.015334 | 0.014841 | 0.0090606 | 0.44068 | 0.0069828 | 0.0069828 | 0.36486 | 0.0005125 | 0.44721 | 0.1109 | 0.0072081
8: Compromised buoyancy/stability | 0.029771 | 0.067841 | 0.013605 | 0.0054261 | 0.017239 | 0.20339 | 0.00098657 | 0.0039804 | 0.00098657 | 0.091392 | 0.00098657 | 0.00099901 | 0.027271 | 0.041698 | 0.032341 | 0.013548 | 0.070768 | 0.013548 | 0.013548 | 0 |  | 0.055539 | 0.055079 | 0.019516 | 0.0098657 | 0.020879 | 0.22838 | 0.28227 | 0.53247 | 0.12599 | 0.0098657 | 0.0098657 | 0.0098657 | 0.014789 | 0.015279 | 0.014789 | 0.015279 | 0.014789 | 0.014798 | 0.014336 | 0.32342 | 0.091555 | 0.024587 | 0.024587 | 0.066527 | 0.024963 | 0.14946 | 0.029771 | 0.067841 | 0.013605 | 0.0054261 | 0.017239 | 0.20339 | 0.00098657 | 0.0034716 | 0.00098657 | 0.091392 | 0.00098657 | 0.00099901 | 0.027271 | 0.034946 | 0.032341 | 0.070417 | 0.035999 | 0.047258 | 0.047258 | 0 | 0.027107 | 0.055539 | 0.055079 | 0.019516 | 0.0098657 | 0.020879 | 0.22838 | 0.28227 | 0.53247 | 0.12599 | 0.0098657 | 0.0098657 | 0.0098657 | 0.014789 | 0.015279 | 0.014789 | 0.015279 | 0.014789 | 0.015091 | 0.014612 | 0.32342 | 0.089371 | 0.024587 | 0.024587 | 0.064239 | 0.024963 | 0.14662 | 0.039034 | 0.017866 | 0.013605 | 0.0054261 | 0.033257 | 0.25924 | 0.00098654 | 0.00099901 | 0.00098657 | 0.091392 | 0.0020439 | 0.00099848 | 0.027271 | 0.041232 | 0.032905 | 0.013565 | 0.013565 | 0.027221 | 0.013548 | 0 | 0.027268 | 0.031056 | 0.031056 | 0.019516 | 0.0098657 | 0.027584 | 0.22838 | 0.28227 | 0.53247 | 0.12599 | 0.025475 | 0.025475 | 0.0098657 | 0.035779 | 0.043019 | 0.035779 | 0.036522 | 0.035779 | 0.015279 | 0.014789 | 0.32342 | 0.069506 | 0.024587 | 0.024587 | 0.055028 | 0.041365 | 0.13901 | 0.029771 | 0.067841 | 0.013605 | 0.0054261 | 0.017239 | 0.20339 | 0.00098657 | 0.0039804 | 0.00098657 | 0.091392 | 0.00098657 | 0.00099901 | 0.048125 | 0.041698 | 0.032341 | 0.013548 | 0.048071 | 0.013548 | 0.013548 | 0 | 0.02702 | 0.055539 | 0.055079 | 0.019516 | 0.0098657 | 0.020879 | 0.22838 | 0.28227 | 0.53247 | 0.12599 | 0.0098657 | 0.0098657 | 0.0098657 | 0.014789 | 0.015279 | 0.014789 | 0.015279 | 0.014789 | 0.014989 | 0.014516 | 0.32342 | 0.091555 | 0.024587 | 0.024587 | 0.066527 | 0.024963 | 0.14946 | 0.02977 | 0.067855 | 0.013605 | 0.0054274 | 0.017244 | 0.20349 | 0.0009868 | 0.0039831 | 0.0009868 | 0.091433 | 0.0009868 | 0.00099901 | 0.027271 | 0.047526 | 0.032341 | 0.025636 | 0.013385 | 0.013574 | 0.013574 | 0 | 0.02727 | 0.055551 | 0.055091 | 0.019516 | 0.0098657 | 0.020883 | 0.22848 | 0.2824 | 0.53273 | 0.12605 | 0.009868 | 0.009868 | 0.009868 | 0.028958 | 0.029705 | 0.028958 | 0.029705 | 0.028958 | 0.015281 | 0.014791 | 0.32357 | 0.093451 | 0.024595 | 0.024595 | 0.068508 | 0.024963 | 0.15192 | 0.028893 | 0.017862 | 0.013605 | 0.016621 | 0.026632 | 0.25402 | 0.00098973 | 0.00099901 | 0.0035244 | 0.091951 | 0.000916 | 0.00099904 | 0.026983 | 0.041255 | 0.032904 | 0.013609 | 0.013609 | 0.013564 | 0.085786 | 0 | 0.027268 | 0.031113 | 0.031113 | 0.10435 | 0.0098657 | 0.025167 | 0.25385 | 0.30843 | 0.56184 | 0.15016 | 0.020212 | 0.020212 | 0.02043 | 0.029116 | 0.036468 | 0.029116 | 0.02986 | 0.029116 | 0.015279 | 0.014789 | 0.38175 | 0.069565 | 0.082211 | 0.082211 | 0.055062 | 0.04086 | 0.13905 | 0.02975 | 0.13992 | 0.013128 | 0.0054612 | 0.017375 | 0.20599 | 0.03736 | 0.00050688 | 0.00099294 | 0.54659 | 0.00099294 | 0.000999 | 0.51366 | 0.0071085 | 0.03066 | 0.0069781 | 0.50687 | 0.0069781 | 0.0069781 | 0 | 0.023708 | 0.12858 | 0.12817 | 0.019514 | 0.009868 | 0.020978 | 0.2313 | 0.2859 | 0.5394 | 0.12756 | 0.0099294 | 0.0099294 | 0.0099294 | 0.014894 | 0.0069816 | 0.014894 | 0.01539 | 0.0069781 | 0.01113 | 0.010883 | 0.32759 | 0.024493 | 0.024821 | 0.024821 | 0.024493 | 0.024963 | 0.10262 | 0.02975 | 0.054819 | 0.013612 | 0.0054612 | 0.017375 | 0.20599 | 0.00050688 | 0.0032457 | 0.00099294 | 0.0075156 | 0.00099294 | 0.000999 | 0.00051366 | 0.27928 | 0.032573 | 0.50687 | 0.50687 | 0.27782 | 0.042213 | 0 | 0.023708 | 0.045464 | 0.044996 | 0.019514 | 0.0098657 | 0.020978 | 0.2313 | 0.2859 | 0.5394 | 0.12756 | 0.0099294 | 0.0099294 | 0.0099294 | 0.015651 | 0.016164 | 0.015651 | 0.016164 | 0.015651 | 0.01113 | 0.010883 | 0.32759 |  | 0.024821 | 0.024821 |  | 0.024963 |  | 0.50975 | 0.50975 | 0.00050681 | 0.0027775 | 0.50875 | 0.60375 | 0.00051025 | 1 | 0.0005005 | 0.00054659 | 0.5005 | 0.0005005 | 0.51366 | 0.51698 | 0.010598 | 0.0075156 | 0.0075156 | 0.0069695 | 0.50687 | 0 | 0.50687 | 0.011205 | 0.011205 | 0.51 | 0.0099294 | 0.47823 | 0.6165 | 0.644 | 0.77169 | 0.56425 | 0.505 | 0.505 | 0.000505 | 0.5075 | 0.50775 | 0.5075 | 0.50775 | 0.5075 | 0.0069816 | 0.0069781 | 0.665 | 0.5125 | 0.5125 | 0.5125 | 0.010506 | 0.5125 | 0.011326 | 0.034606 | 0.14052 | 0.00050681 | 0.0057603 | 0.00050875 | 0.00060375 | 0.00051025 | 0.0005005 | 0.0012976 | 0.54659 | 0.0010473 | 0.00099898 | 0.51366 | 0.00051698 | 0.033608 | 0.00050688 | 0.00050688 | 0.013652 | 0.25784 | 0 | 0.027362 | 0.00051025 | 0.00051025 | 0.062625 | 0.0099294 | 0.011535 | 0.23581 | 0.29135 | 0.54924 | 0.13027 | 0.010695 | 0.010695 | 0.010473 | 0.15851 | 0.16502 | 0.15851 | 0.16377 | 0.15851 | 0.015389 | 0.014893 | 0.34198 | 0.026393 | 0.027023 | 0.027023 | 0.026007 | 0.024736 | 0.10787 | 0.098145 | 0.078362
8: Large hydrostatic offset (angle of list/loll or draft change) | 0.029771 | 0.067841 | 0.013605 | 0.0054261 | 0.017239 | 0.20339 | 0.00098657 | 0.0039804 | 0.00098657 | 0.091392 | 0.00098657 | 0.00099901 | 0.027271 | 0.041698 | 0.032341 | 0.013548 | 0.070768 | 0.013548 | 0.013548 | 0 |  | 0.055539 | 0.055079 | 0.019516 | 0.0098657 | 0.020879 | 0.22838 | 0.28227 | 0.53247 | 0.12599 | 0.0098657 | 0.0098657 | 0.0098657 | 0.014789 | 0.015279 | 0.014789 | 0.015279 | 0.014789 | 0.014798 | 0.014336 | 0.32342 | 0.091555 | 0.024587 | 0.024587 | 0.066527 | 0.024963 | 0.14946 | 0.029771 | 0.067841 | 0.013605 | 0.0054261 | 0.017239 | 0.20339 | 0.00098657 | 0.0034716 | 0.00098657 | 0.091392 | 0.00098657 | 0.00099901 | 0.027271 | 0.034946 | 0.032341 | 0.070417 | 0.035999 | 0.047258 | 0.047258 | 0 | 0.027107 | 0.055539 | 0.055079 | 0.019516 | 0.0098657 | 0.020879 | 0.22838 | 0.28227 | 0.53247 | 0.12599 | 0.0098657 | 0.0098657 | 0.0098657 | 0.014789 | 0.015279 | 0.014789 | 0.015279 | 0.014789 | 0.015091 | 0.014612 | 0.32342 | 0.089371 | 0.024587 | 0.024587 | 0.064239 | 0.024963 | 0.14662 | 0.039034 | 0.017866 | 0.013605 | 0.0054261 | 0.033257 | 0.25924 | 0.00098654 | 0.00099901 | 0.00098657 | 0.091392 | 0.0020439 | 0.00099848 | 0.027271 | 0.041232 | 0.032905 | 0.013565 | 0.013565 | 0.027221 | 0.013548 | 0 | 0.027268 | 0.031056 | 0.031056 | 0.019516 | 0.0098657 | 0.027584 | 0.22838 | 0.28227 | 0.53247 | 0.12599 | 0.025475 | 0.025475 | 0.0098657 | 0.035779 | 0.043019 | 0.035779 | 0.036522 | 0.035779 | 0.015279 | 0.014789 | 0.32342 | 0.069506 | 0.024587 | 0.024587 | 0.055028 | 0.041365 | 0.13901 | 0.029771 | 0.067841 | 0.013605 | 0.0054261 | 0.017239 | 0.20339 | 0.00098657 | 0.0039804 | 0.00098657 | 0.091392 | 0.00098657 | 0.00099901 | 0.048125 | 0.041698 | 0.032341 | 0.013548 | 0.048071 | 0.013548 | 0.013548 | 0 | 0.02702 | 0.055539 | 0.055079 | 0.019516 | 0.0098657 | 0.020879 | 0.22838 | 0.28227 | 0.53247 | 0.12599 | 0.0098657 | 0.0098657 | 0.0098657 | 0.014789 | 0.015279 | 0.014789 | 0.015279 | 0.014789 | 0.014989 | 0.014516 | 0.32342 | 0.091555 | 0.024587 | 0.024587 | 0.066527 | 0.024963 | 0.14946 | 0.02977 | 0.067855 | 0.013605 | 0.0054274 | 0.017244 | 0.20349 | 0.0009868 | 0.0039831 | 0.0009868 | 0.091433 | 0.0009868 | 0.00099901 | 0.027271 | 0.047526 | 0.032341 | 0.025636 | 0.013385 | 0.013574 | 0.013574 | 0 | 0.02727 | 0.055551 | 0.055091 | 0.019516 | 0.0098657 | 0.020883 | 0.22848 | 0.2824 | 0.53273 | 0.12605 | 0.009868 | 0.009868 | 0.009868 | 0.028958 | 0.029705 | 0.028958 | 0.029705 | 0.028958 | 0.015281 | 0.014791 | 0.32357 | 0.094005 | 0.024595 | 0.024595 | 0.068508 | 0.024963 | 0.15192 | 0.038495 | 0.017862 | 0.013605 | 0.0054261 | 0.026632 | 0.25402 | 0.00098973 | 0.00099901 | 0.00098657 | 0.091951 | 0.000916 | 0.00099904 | 0.026983 | 0.041255 | 0.032904 | 0.013609 | 0.013609 | 0.013564 | 0.013548 | 0 | 0.027268 | 0.031113 | 0.031113 | 0.019516 | 0.0098657 | 0.025167 | 0.22838 | 0.28226 | 0.53247 | 0.12599 | 0.020212 | 0.020212 | 0.0098657 | 0.029116 | 0.036468 | 0.029116 | 0.02986 | 0.029116 | 0.015279 | 0.014789 | 0.32341 | 0.069565 | 0.024587 | 0.024587 | 0.055062 | 0.04086 | 0.13905 |  | 0.014255 | 0.013128 | 0.0054612 | 0.081647 | 0.43589 | 0.03736 | 0.00050688 | 0.0012787 | 0.54659 | 0.0037305 | 0.00099764 | 0.51366 | 0.0071085 | 0.031427 | 0.0069781 | 0.50687 | 0.0069781 | 0.0069781 | 0 | 0.023708 | 0.09524 | 0.09524 | 0.051835 | 0.009868 |  | 0.2313 | 0.2859 | 0.5394 | 0.12756 | 0.24776 | 0.24776 | 0.0099294 | 0.33543 | 0.0069816 | 0.33543 | 0.33813 | 0.0069781 | 0.01113 | 0.010883 | 0.33947 | 0.024493 | 0.028315 | 0.028315 | 0.024493 | 0.073316 | 0.10262 | 0.029238 | 0.018532 | 0.013612 | 0.012142 | 0.019286 | 0.22131 | 0.00050688 | 0.00099925 | 0.0027078 | 0.0075156 | 0.00095035 | 0.00099903 | 0.0070628 | 0.037821 | 0.033101 | 0.0069695 | 0.0069695 | 0.013609 |  | 0 | 0.027316 | 0.022548 | 0.022548 | 0.50161 | 0.0098657 | 0.021944 | 0.2493 | 0.30422 | 0.55921 | 0.14496 | 0.01354 | 0.01354 | 0.015717 | 0.02058 | 0.024609 | 0.02058 | 0.021149 | 0.02058 | 0.015335 | 0.014842 |  | 0.060511 |  |  | 0.049815 | 0.036707 | 0.1339 | 0.50975 | 0.00050975 | 0.00050681 | 0.0027775 | 0.00050875 | 0.00060375 | 0.1411 | 0.0005005 | 1 | 0.54659 | 0.0005005 | 0.0005005 | 0.00051366 | 0.00051698 | 0.010598 | 0.00050688 | 0.00050688 | 0.50688 | 0.50687 | 0 | 0.50687 | 0.00051025 | 0.51025 | 0.51 | 0.0099294 | 0.47823 | 0.6165 | 0.644 | 0.77169 | 0.56425 | 0.000505 | 0.000505 | 0.000505 | 0.0005075 | 0.00050775 | 0.0005075 | 0.00050775 | 0.0005075 | 0.0069816 | 0.0069781 | 0.000665 | 0.5125 | 0.0005125 | 0.0005125 | 0.012925 | 0.0005125 | 0.018767 | 0.029238 | 0.018532 | 0.00050681 | 0.0094991 | 0.50875 | 0.60375 | 0.00051025 | 0.0005005 |  | 0.0075156 | 0.00095035 | 0.00099903 | 0.0070628 | 0.51698 | 0.021873 | 0.0069695 | 0.0069695 | 0.013609 |  | 0 | 0.027316 | 0.51025 | 0.51025 | 0.50161 | 0.0099294 | 0.22307 | 0.24442 | 0.2997 | 0.55638 | 0.13939 | 0.01354 | 0.01354 | 0.010946 | 0.02058 | 0.024609 | 0.02058 | 0.021149 | 0.02058 | 0.015335 | 0.014842 |  | 0.44068 |  |  | 0.36486 | 0.2741 | 0.44721 | 0.088872 | 0.041267
8: Excess dynamics | 0.029771 | 0.067841 | 0.013605 | 0.0054261 | 0.017239 | 0.20339 | 0.00098657 | 0.0039804 | 0.00098657 | 0.091392 | 0.00098657 | 0.00099901 | 0.027271 | 0.041698 | 0.032341 | 0.013548 | 0.070768 | 0.013548 | 0.013548 | 0 | 0.026856 | 0.055539 | 0.055079 | 0.019516 | 0.0098657 | 0.020879 | 0.22838 | 0.28227 | 0.53247 | 0.12599 | 0.0098657 | 0.0098657 | 0.0098657 | 0.014789 | 0.015279 | 0.014789 | 0.015279 | 0.014789 | 0.014798 | 0.014336 | 0.32342 | 0.091555 | 0.024587 | 0.024587 | 0.066527 | 0.024963 | 0.14946 | 0.029771 | 0.067841 | 0.013605 | 0.0054261 | 0.017239 | 0.20339 | 0.00098657 | 0.0034716 | 0.00098657 | 0.091392 | 0.00098657 | 0.00099901 | 0.027271 | 0.034946 | 0.032341 | 0.070417 | 0.035999 | 0.047258 | 0.047258 | 0 | 0.027107 | 0.055539 | 0.055079 | 0.019516 | 0.0098657 | 0.020879 | 0.22838 | 0.28227 | 0.53247 | 0.12599 | 0.0098657 | 0.0098657 | 0.0098657 | 0.014789 | 0.015279 | 0.014789 | 0.015279 | 0.014789 | 0.015091 | 0.014612 | 0.32342 | 0.089371 | 0.024587 | 0.024587 | 0.064239 | 0.024963 | 0.14662 | 0.039034 | 0.017866 | 0.013605 | 0.0054261 | 0.033257 | 0.25924 | 0.00098654 | 0.00099901 | 0.00098657 | 0.091392 | 0.0020439 | 0.00099848 | 0.027271 | 0.041232 | 0.032905 | 0.013565 | 0.013565 | 0.027221 | 0.013548 | 0 | 0.027268 | 0.031056 | 0.031056 | 0.019516 | 0.0098657 | 0.027584 | 0.22838 | 0.28227 | 0.53247 | 0.12599 | 0.025475 | 0.025475 | 0.0098657 | 0.035779 | 0.043019 | 0.035779 | 0.036522 | 0.035779 | 0.015279 | 0.014789 | 0.32342 | 0.069506 | 0.024587 | 0.024587 | 0.055028 | 0.041365 | 0.13901 | 0.029771 | 0.067841 | 0.013605 | 0.0054261 | 0.017239 | 0.20339 | 0.00098657 | 0.0039804 | 0.00098657 | 0.091392 | 0.00098657 | 0.00099901 | 0.048125 | 0.041698 | 0.032341 | 0.013548 | 0.048071 | 0.013548 | 0.013548 | 0 | 0.02702 | 0.055539 | 0.055079 | 0.019516 | 0.0098657 | 0.020879 | 0.22838 | 0.28227 | 0.53247 | 0.12599 | 0.0098657 | 0.0098657 | 0.0098657 | 0.014789 | 0.015279 | 0.014789 | 0.015279 | 0.014789 | 0.014989 | 0.014516 | 0.32342 | 0.091555 | 0.024587 | 0.024587 | 0.066527 | 0.024963 | 0.14946 | 0.02977 | 0.067855 | 0.013605 | 0.0054274 | 0.017244 | 0.20349 | 0.0009868 | 0.0039831 | 0.0009868 | 0.091433 | 0.0009868 | 0.00099901 | 0.027271 | 0.047526 | 0.032341 | 0.025636 | 0.013385 | 0.013574 | 0.013574 | 0 | 0.02727 | 0.055551 | 0.055091 | 0.019516 | 0.0098657 | 0.020883 | 0.22848 | 0.2824 | 0.53273 | 0.12605 | 0.009868 | 0.009868 | 0.009868 | 0.028958 | 0.029705 | 0.028958 | 0.029705 | 0.028958 | 0.015281 | 0.014791 | 0.32357 | 0.093451 | 0.024595 | 0.024595 | 0.068508 | 0.024963 | 0.15192 | 0.028893 | 0.017862 | 0.013605 | 0.016621 | 0.026632 | 0.25402 | 0.00098973 | 0.00099901 | 0.0035244 | 0.091951 | 0.000916 | 0.00099904 | 0.026983 | 0.041255 | 0.032904 | 0.013609 | 0.013609 | 0.013564 | 0.085786 | 0 | 0.027268 | 0.031113 | 0.031113 | 0.10435 | 0.0098657 | 0.025167 | 0.25385 | 0.30843 | 0.56184 | 0.15016 | 0.020212 | 0.020212 | 0.02043 | 0.029116 | 0.036468 | 0.029116 | 0.02986 | 0.029116 | 0.015279 | 0.014789 | 0.38175 | 0.069565 | 0.082211 | 0.082211 | 0.055062 | 0.04086 | 0.13905 | 0.02975 | 0.13992 | 0.013128 | 0.0054612 | 0.017375 | 0.20599 | 0.03736 | 0.00050688 | 0.00099294 | 0.54659 | 0.00099294 | 0.000999 | 0.51366 | 0.0071085 | 0.03066 | 0.0069781 | 0.50688 | 0.0069781 | 0.0069781 | 0 | 0.023708 | 0.12858 | 0.12817 | 0.019514 | 0.009868 | 0.020978 | 0.2313 | 0.2859 | 0.5394 | 0.12756 | 0.0099294 | 0.0099294 | 0.0099294 | 0.014894 | 0.0069816 | 0.014894 | 0.01539 | 0.0069781 | 0.01113 | 0.010883 | 0.32759 | 0.024493 | 0.024821 | 0.024821 | 0.024493 | 0.024963 | 0.10262 | 0.02975 | 0.054819 | 0.013612 | 0.0054612 | 0.017375 | 0.20599 | 0.00050688 | 0.0032457 | 0.00099294 | 0.0075156 | 0.00099294 | 0.000999 | 0.00051366 | 0.27928 | 0.032573 | 0.50687 | 0.50687 | 0.27782 | 0.042213 | 0 | 0.023708 | 0.045464 | 0.044996 | 0.019514 | 0.0098657 | 0.020978 | 0.2313 | 0.2859 | 0.5394 | 0.12756 | 0.0099294 | 0.0099294 | 0.0099294 | 0.015651 | 0.016164 | 0.015651 | 0.016164 | 0.015651 | 0.01113 | 0.010883 | 0.32759 | 0.16102 | 0.024821 | 0.024821 | 0.14316 | 0.024963 | 0.24615 | 0.50975 | 0.010659 | 0.00050681 | 0.0027775 | 0.0095654 | 0.05626 | 0.00051025 | 0.09951 | 0.000505 | 1 | 0.00054659 | 0.0005005 | 0.51366 | 0.51698 | 0.010598 | 0.0075156 | 0.0075156 | 0.0069695 | 0.50687 | 0 | 0.50687 | 0.011205 | 0.011205 | 0.51 | 0.0099294 | 0.47823 | 0.6165 | 0.644 | 0.77169 | 0.56425 | 0.0054659 | 0.0054659 | 0.000505 | 0.5075 | 0.50775 | 0.5075 | 0.50775 | 0.5075 | 0.0069816 | 0.0069781 | 0.665 | 0.5125 | 0.5125 | 0.5125 | 0.010506 | 0.5125 | 0.011326 | 0.034606 | 0.14052 | 0.00050681 | 0.0057603 | 0.00050875 | 0.00060375 | 0.00051025 | 0.0005005 | 0.0012976 | 0.54659 | 0.0010473 | 0.00099898 | 0.51366 | 0.00051698 | 0.033608 | 0.00050688 | 0.00050688 | 0.013652 | 0.25784 | 0 | 0.027362 | 0.00051025 | 0.00051025 | 0.062625 | 0.0099294 | 0.011535 | 0.23581 | 0.29135 | 0.54924 | 0.13027 | 0.010695 | 0.010695 | 0.010473 | 0.15851 | 0.16502 | 0.15851 | 0.16377 | 0.15851 | 0.015389 | 0.014893 | 0.34198 | 0.026393 | 0.027023 | 0.027023 | 0.026007 | 0.024736 | 0.10787 | 0.092271 | 0.12909
8: Capsize | 0.029771 | 0.067841 | 0.013605 | 0.0054261 | 0.017239 | 0.20339 | 0.00098657 | 0.0039804 | 0.00098657 | 0.091392 | 0.00098657 | 0.00099901 | 0.027271 | 0.041698 | 0.032341 | 0.013548 | 0.070768 | 0.013548 | 0.013548 | 0 |  | 0.055539 | 0.055079 | 0.019516 | 0.0098657 | 0.020879 | 0.22838 | 0.28227 | 0.53247 | 0.12599 | 0.0098657 | 0.0098657 | 0.0098657 | 0.014789 | 0.015279 | 0.014789 | 0.015279 | 0.014789 | 0.014798 | 0.014336 | 0.32342 | 0.091555 | 0.024587 | 0.024587 | 0.066527 | 0.024963 | 0.14946 | 0.029771 | 0.067841 | 0.013605 | 0.0054261 | 0.017239 | 0.20339 | 0.00098657 | 0.0034716 | 0.00098657 | 0.091392 | 0.00098657 | 0.00099901 | 0.027271 | 0.034946 | 0.032341 | 0.070417 | 0.035999 | 0.047258 | 0.047258 | 0 | 0.027107 | 0.055539 | 0.055079 | 0.019516 | 0.0098657 | 0.020879 | 0.22838 | 0.28227 | 0.53247 | 0.12599 | 0.0098657 | 0.0098657 | 0.0098657 | 0.014789 | 0.015279 | 0.014789 | 0.015279 | 0.014789 | 0.015091 | 0.014612 | 0.32342 | 0.089371 | 0.024587 | 0.024587 | 0.064239 | 0.024963 | 0.14662 | 0.039034 | 0.017866 | 0.013605 | 0.0054261 | 0.033257 | 0.25924 | 0.00098654 | 0.00099901 | 0.00098657 | 0.091392 | 0.0020439 | 0.00099848 | 0.027271 | 0.041232 | 0.032905 | 0.013565 | 0.013565 | 0.027221 | 0.013548 | 0 | 0.027268 | 0.031056 | 0.031056 | 0.019516 | 0.0098657 | 0.027584 | 0.22838 | 0.28227 | 0.53247 | 0.12599 | 0.025475 | 0.025475 | 0.0098657 | 0.035779 | 0.043019 | 0.035779 | 0.036522 | 0.035779 | 0.015279 | 0.014789 | 0.32342 | 0.069506 | 0.024587 | 0.024587 | 0.055028 | 0.041365 | 0.13901 | 0.029771 | 0.067841 | 0.013605 | 0.0054261 | 0.017239 | 0.20339 | 0.00098657 | 0.0039804 | 0.00098657 | 0.091392 | 0.00098657 | 0.00099901 | 0.048125 | 0.041698 | 0.032341 | 0.013548 | 0.048071 | 0.013548 | 0.013548 | 0 | 0.02702 | 0.055539 | 0.055079 | 0.019516 | 0.0098657 | 0.020879 | 0.22838 | 0.28227 | 0.53247 | 0.12599 | 0.0098657 | 0.0098657 | 0.0098657 | 0.014789 | 0.015279 | 0.014789 | 0.015279 | 0.014789 | 0.014989 | 0.014516 | 0.32342 | 0.091555 | 0.024587 | 0.024587 | 0.066527 | 0.024963 | 0.14946 | 0.02977 | 0.067855 | 0.013605 | 0.0054274 | 0.017244 | 0.20349 | 0.0009868 | 0.0039831 | 0.0009868 | 0.091433 | 0.0009868 | 0.00099901 | 0.027271 | 0.047526 | 0.032341 | 0.025636 | 0.013385 | 0.013574 | 0.013574 | 0 | 0.02727 | 0.055551 | 0.055091 | 0.019516 | 0.0098657 | 0.020883 | 0.22848 | 0.2824 | 0.53273 | 0.12605 | 0.009868 | 0.009868 | 0.009868 | 0.028958 | 0.029705 | 0.028958 | 0.029705 | 0.028958 | 0.015281 | 0.014791 | 0.32357 | 0.093451 | 0.024595 | 0.024595 | 0.068508 | 0.024963 | 0.15192 | 0.038495 | 0.017862 | 0.013605 | 0.0054261 | 0.026632 | 0.25402 | 0.00098973 | 0.00099901 | 0.00098657 | 0.091951 | 0.000916 | 0.00099904 | 0.026983 | 0.041255 | 0.032904 | 0.013609 | 0.013609 | 0.013564 | 0.013548 | 0 | 0.027268 | 0.031113 | 0.031113 | 0.019516 | 0.0098657 | 0.025167 | 0.22838 | 0.28226 | 0.53247 | 0.12599 | 0.020212 | 0.020212 | 0.0098657 | 0.029116 | 0.036468 | 0.029116 | 0.02986 | 0.029116 | 0.015279 | 0.014789 | 0.32341 | 0.069565 | 0.024587 | 0.024587 | 0.055062 | 0.04086 | 0.13905 | 0.038078 | 0.014255 | 0.013128 | 0.0054612 | 0.081647 | 0.43589 | 0.03736 | 0.00050688 | 0.0012787 | 0.54659 | 0.0037305 | 0.00099764 | 0.51366 | 0.0071085 | 0.031427 | 0.0069781 | 0.50687 | 0.0069781 | 0.0069781 | 0 | 0.023708 | 0.09524 | 0.09524 | 0.051835 | 0.009868 | 0.049553 | 0.2313 | 0.2859 | 0.5394 | 0.12756 | 0.24776 | 0.24776 | 0.0099294 | 0.33543 | 0.0069816 | 0.33543 | 0.33813 | 0.0069781 | 0.01113 | 0.010883 | 0.33947 | 0.024493 | 0.028315 | 0.028315 | 0.024493 | 0.073316 | 0.10262 | 0.029238 | 0.018532 | 0.013612 | 0.012142 | 0.019286 | 0.22131 | 0.00050688 | 0.00099925 | 0.0027078 | 0.0075156 | 0.00095035 | 0.00099903 | 0.0070628 | 0.037821 | 0.033101 | 0.0069695 | 0.0069695 | 0.013609 | 0.065451 | 0 | 0.027316 | 0.022548 | 0.022548 |  | 0.0098657 | 0.021944 | 0.2493 | 0.30422 | 0.55921 | 0.14496 | 0.01354 | 0.01354 | 0.015717 | 0.02058 | 0.024609 | 0.02058 | 0.021149 | 0.02058 | 0.015335 | 0.014842 | 0.37185 | 0.060511 | 0.067586 | 0.067586 | 0.049815 | 0.036707 | 0.1339 | 0.00050975 | 0.00050975 | 0.00050681 | 0.50275 | 0.00050875 | 0.60375 | 0.1411 | 0.19656 | 0.09951 | 0.0095654 | 1 | 0.0005005 | 0.00051366 | 0.00051698 | 0.010598 | 0.00050688 | 0.00050688 | 0.50688 | 0.50687 | 0 | 0.50687 | 0.00051025 | 0.51025 | 0.51 | 0.0099294 | 0.0050875 | 0.0006165 | 0.000644 | 0.00077169 | 0.00056425 | 0.000505 | 0.000505 | 0.000505 | 0.0005075 | 0.00050775 | 0.0005075 | 0.00050775 | 0.0005075 | 0.0069816 | 0.0069781 | 0.000665 | 0.5125 | 0.0005125 | 0.0005125 | 0.012925 | 0.0005125 | 0.018767 | 0.029238 | 0.018532 | 0.00050681 | 0.0094991 | 0.50875 | 0.60375 | 0.00051025 | 0.0005005 | 0.0019773 | 0.0075156 | 0.00095035 | 0.00099903 | 0.0070628 | 0.51698 | 0.021873 | 0.0069695 | 0.0069695 | 0.013609 | 0.065451 | 0 | 0.027316 | 0.51025 | 0.51025 | 0.50161 | 0.0099294 | 0.22307 | 0.24442 | 0.2997 | 0.55638 | 0.13939 | 0.01354 | 0.01354 | 0.010946 | 0.02058 | 0.024609 | 0.02058 | 0.021149 | 0.02058 | 0.015335 | 0.014842 |  | 0.44068 |  |  | 0.36486 | 0.2741 | 0.44721 | 0.08218 | 0.013961
8: Sink | 0.029771 | 0.067841 | 0.013605 | 0.0054261 | 0.017239 | 0.20339 | 0.00098657 | 0.0039804 | 0.00098657 | 0.091392 | 0.00098657 | 0.00099901 | 0.027271 | 0.041698 | 0.032341 | 0.013548 | 0.50688 | 0.013548 | 0.013548 | 0 | 0.023708 | 0.055539 | 0.055079 | 0.019516 | 0.0098657 | 0.020879 | 0.22838 | 0.28227 | 0.53247 | 0.12599 | 0.0098657 | 0.0098657 | 0.0098657 | 0.014789 | 0.015279 | 0.014789 | 0.015279 | 0.014789 | 0.01113 | 0.010883 | 0.32342 | 0.091555 | 0.024587 | 0.024587 | 0.066527 | 0.024963 | 0.14946 | 0.029771 | 0.067841 | 0.013605 | 0.0054261 | 0.017239 | 0.20339 | 0.00098657 | 0.0034716 | 0.00098657 | 0.091392 | 0.00098657 | 0.00099901 | 0.027271 | 0.041706 | 0.032341 | 0.013565 | 0.013565 |  | 0 | 0 | 0.027268 | 0.055539 | 0.055079 | 0.019516 | 0.0098657 | 0.020879 | 0.22838 | 0.28227 | 0.53247 | 0.12599 | 0.0098657 | 0.0098657 | 0.0098657 | 0.014789 | 0.015279 | 0.014789 | 0.015279 | 0.014789 | 0.015279 | 0.014789 | 0.32342 | 0.091558 | 0.024587 | 0.024587 | 0.06653 | 0.024963 | 0.14946 | 0.029771 | 0.067841 | 0.013605 | 0.0054261 | 0.017239 | 0.20339 | 0.00098654 | 0.0039804 | 0.00098657 | 0.091392 | 0.00098657 | 0.00099901 | 0.027271 | 0.04171 | 0.032341 | 0.013565 | 0.013565 | 0.013548 | 0.013548 | 0 | 0.027268 | 0.055539 | 0.055079 | 0.019516 | 0.0098657 | 0.020879 | 0.22838 | 0.28227 | 0.53247 | 0.12599 | 0.0098657 | 0.0098657 | 0.0098657 | 0.014789 | 0.015279 | 0.014789 | 0.015279 | 0.014789 | 0.015279 | 0.014789 | 0.32342 | 0.091559 | 0.024587 | 0.024587 | 0.066531 | 0.024963 | 0.14947 | 0.029771 | 0.067841 | 0.013605 | 0.0054261 | 0.017239 | 0.20339 | 0.00098657 | 0.0039804 | 0.00098657 | 0.091392 | 0.00098657 | 0.00099901 | 0.027271 | 0.041698 | 0.032341 | 0.013548 | 0.070766 | 0.013548 | 0.013548 | 0 |  | 0.055539 | 0.055079 | 0.019516 | 0.0098657 | 0.020879 | 0.22838 | 0.28227 | 0.53247 | 0.12599 | 0.0098657 | 0.0098657 | 0.0098657 | 0.014789 | 0.015279 | 0.014789 | 0.015279 | 0.014789 | 0.014798 | 0.014336 | 0.32342 | 0.091555 | 0.024587 | 0.024587 | 0.066527 | 0.024963 | 0.14946 | 0.029771 | 0.067841 | 0.013605 | 0.0054261 | 0.017239 | 0.20339 | 0.00098657 | 0.0034716 | 0.00098657 | 0.091392 | 0.00098657 | 0.00099901 | 0.027271 | 0.041706 | 0.032341 | 0.013565 | 0.013565 | 0.053814 | 0.047311 | 0 | 0.027268 | 0.055539 | 0.055079 | 0.019516 | 0.0098657 | 0.020879 | 0.22838 | 0.28226 | 0.53247 | 0.12599 | 0.0098657 | 0.0098657 | 0.0098657 | 0.014789 | 0.015279 | 0.014789 | 0.015279 | 0.014789 | 0.015279 | 0.014789 | 0.32341 | 0.091558 | 0.024587 | 0.024587 | 0.06653 | 0.024963 | 0.14946 | 0.029771 | 0.067929 | 0.013605 | 0.0054261 | 0.017239 | 0.20339 | 0.00098973 | 0.0039819 | 0.00098657 | 0.091951 | 0.00098657 | 0.00099901 | 0.026983 | 0.041733 | 0.03234 | 0.013609 | 0.013609 | 0.013548 | 0.013548 | 0 | 0.027268 | 0.055607 | 0.055147 | 0.019516 | 0.0098657 | 0.020879 | 0.22838 | 0.28226 | 0.53247 | 0.12599 | 0.0098657 | 0.0098657 | 0.0098657 | 0.014789 | 0.015279 | 0.014789 | 0.015279 | 0.014789 | 0.015279 | 0.014789 | 0.32341 | 0.091627 | 0.024587 | 0.024587 | 0.066571 | 0.024963 | 0.1495 | 0.03132 | 0.038604 | 0.013612 | 0.0027875 | 0.0069317 | 0.0082261 | 0.00050681 | 0.0025396 | 0.00050681 | 0.0074473 | 0.00050681 | 0.00099925 | 0.027284 | 0.038077 | 0.032897 | 0.0069781 | 0.032753 | 0.0069781 | 0.0069781 | 0 | 0.02713 | 0.03139 | 0.031143 | 0.019684 | 0.0098657 | 0.013686 | 0.0083998 | 0.0087745 | 0.010514 | 0.0076879 | 0.0050681 | 0.0050681 | 0.0050681 | 0.0069147 | 0.0069181 | 0.0069147 | 0.0069181 | 0.0069147 | 0.015118 | 0.014638 | 0.0090606 | 0.068624 | 0.0069828 | 0.0069828 | 0.053972 | 0.024975 | 0.13769 | 0.058565 | 0.018532 | 0.013612 | 0.0027875 | 0.50875 | 0.60375 | 0.00050688 | 0.00099925 | 0.00050681 | 0.0075156 | 0.039206 | 0.00097994 | 0.00051366 | 0.037821 | 0.033101 | 0.0069695 | 0.0069695 | 0.013609 | 0.471 | 0 | 0.027316 | 0.022548 | 0.022548 | 0.019684 | 0.0098657 | 0.22307 | 0.0083998 | 0.0087745 | 0.010514 | 0.0076879 | 0.39419 | 0.39419 | 0.0050681 | 0.5075 | 0.50775 | 0.5075 | 0.50775 | 0.5075 | 0.015335 | 0.014842 | 0.0090606 | 0.060511 | 0.0069828 | 0.0069828 | 0.049815 | 0.054926 | 0.1339 | 0.00050975 | 0.00050975 | 0.00050681 | 0.50275 | 0.00050875 | 0.60375 | 0.00051025 | 0.19656 | 0.09951 | 0.0095654 | 0.5005 | 1 | 0.0070628 | 0.00051698 | 0.010598 | 0.00050688 | 0.50688 | 0.50687 | 0.50687 | 0 | 0.50687 | 0.00051025 | 0.00051025 | 0.51 | 0.0050681 | 0.0050875 | 0.0006165 | 0.000644 | 0.00077169 | 0.00056425 | 0.000505 | 0.000505 | 0.000505 | 0.0005075 | 0.00050775 | 0.0005075 | 0.00050775 | 0.0005075 | 0.0069816 | 0.0069781 | 0.000665 | 0.5125 | 0.0005125 | 0.0005125 | 0.5125 | 0.0005125 | 0.5525 | 0.060819 | 0.018532 | 0.00050681 | 0.20607 | 0.00050875 | 0.00060375 | 0.00051025 | 0.0005005 | 0.037717 | 0.0075156 | 0.03949 | 0.00097979 | 0.51366 | 0.00051698 | 0.033608 | 0.00050688 | 0.00050688 | 0.013652 | 0.47101 | 0 | 0.027362 | 0.00051025 | 0.00051025 | 0.25748 | 0.0099294 | 0.011535 | 0.6165 | 0.644 | 0.77169 | 0.56425 | 0.39616 | 0.39616 | 0.37456 | 0.5075 | 0.50775 | 0.5075 | 0.50775 | 0.5075 | 0.015389 | 0.014893 | 0.665 | 0.026393 | 0.5125 | 0.5125 | 0.026007 | 0.024736 | 0.10787 | 0.087581 | 0.0030108
8: Mooring-mooring clashing | 0.029771 | 0.067841 | 0.013605 | 0.0054261 | 0.017239 | 0.20339 | 0.00098657 | 0.0039804 | 0.00098657 | 0.091392 | 0.00098657 | 0.00099901 | 0.027271 | 0.041698 | 0.032341 | 0.013548 | 0.070768 | 0.013548 | 0.013548 | 0 | 0.026856 | 0.055539 | 0.055079 | 0.019516 | 0.0098657 | 0.020879 | 0.22838 | 0.28227 | 0.53247 | 0.12599 | 0.0098657 | 0.0098657 | 0.0098657 | 0.014789 | 0.015279 | 0.014789 | 0.015279 | 0.014789 | 0.014798 | 0.014336 | 0.32342 | 0.091555 | 0.024587 | 0.024587 | 0.066527 | 0.024963 | 0.14946 | 0.029771 | 0.067841 | 0.013605 | 0.0054261 | 0.017239 | 0.20339 | 0.00098657 | 0.0034716 | 0.00098657 | 0.091392 | 0.00098657 | 0.00099901 | 0.027271 | 0.034946 | 0.032341 | 0.070417 | 0.035999 | 0.047258 | 0.047258 | 0 | 0.027107 | 0.055539 | 0.055079 | 0.019516 | 0.0098657 | 0.020879 | 0.22838 | 0.28227 | 0.53247 | 0.12599 | 0.0098657 | 0.0098657 | 0.0098657 | 0.014789 | 0.015279 | 0.014789 | 0.015279 | 0.014789 | 0.015091 | 0.014612 | 0.32342 | 0.089371 | 0.024587 | 0.024587 | 0.064239 | 0.024963 | 0.14662 | 0.039034 | 0.017866 | 0.013605 | 0.0054261 | 0.033257 | 0.25924 | 0.00098654 | 0.00099901 | 0.00098657 | 0.091392 | 0.0020439 | 0.00099848 | 0.027271 | 0.041232 | 0.032905 | 0.013565 | 0.013565 | 0.027221 | 0.013548 | 0 | 0.027268 | 0.031056 | 0.031056 | 0.019516 | 0.0098657 | 0.027584 | 0.22838 | 0.28227 | 0.53247 | 0.12599 | 0.025475 | 0.025475 | 0.0098657 | 0.035779 | 0.043019 | 0.035779 | 0.036522 | 0.035779 | 0.015279 | 0.014789 | 0.32342 | 0.069506 | 0.024587 | 0.024587 | 0.055028 | 0.041365 | 0.13901 | 0.029771 | 0.067841 | 0.013605 | 0.0054261 | 0.017239 | 0.20339 | 0.00098657 | 0.0039804 | 0.00098657 | 0.091392 | 0.00098657 | 0.00099901 | 0.048124 | 0.041697 | 0.032341 | 0.013548 | 0.04807 | 0.013548 | 0.013548 | 0 | 0.02702 | 0.055539 | 0.055079 | 0.019516 | 0.0098657 | 0.020879 | 0.22838 | 0.28226 | 0.53247 | 0.12599 | 0.0098657 | 0.0098657 | 0.0098657 | 0.014789 | 0.015279 | 0.014789 | 0.015279 | 0.014789 | 0.014989 | 0.014516 | 0.32341 | 0.091555 | 0.024587 | 0.024587 | 0.066527 | 0.024963 | 0.14946 | 0.029769 | 0.067869 | 0.013605 | 0.0054286 | 0.017248 | 0.20358 | 0.00098702 | 0.0039836 | 0.00098702 | 0.091472 | 0.00098702 | 0.00099901 | 0.027284 | 0.047528 | 0.032341 | 0.025639 | 0.013385 | 0.013574 | 0.013574 | 0 | 0.02727 | 0.055562 | 0.055102 | 0.019516 | 0.0098657 | 0.020886 | 0.22859 | 0.28252 | 0.53297 | 0.1261 | 0.0098702 | 0.0098702 | 0.0098702 | 0.02874 | 0.029487 | 0.02874 | 0.029487 | 0.02874 | 0.015281 | 0.014791 | 0.32371 | 0.093461 | 0.024604 | 0.024604 | 0.068514 | 0.024963 | 0.15192 | 0.038809 | 0.018532 | 0.013612 | 0.0054612 | 0.019286 | 0.22131 | 0.00050688 | 0.00099925 | 0.00099294 | 0.0075156 | 0.00095035 | 0.00099903 | 0.0070628 | 0.037821 | 0.033101 | 0.0069695 | 0.0069695 | 0.013609 | 0.0136 | 0 | 0.027316 | 0.022548 | 0.022548 | 0.019514 | 0.0098657 | 0.021944 | 0.2313 | 0.2859 | 0.5394 | 0.12756 | 0.01354 | 0.01354 | 0.0099294 | 0.02058 | 0.024609 | 0.02058 | 0.021149 | 0.02058 | 0.015335 | 0.014842 | 0.32759 | 0.060511 | 0.024821 | 0.024821 | 0.049815 | 0.036707 | 0.1339 | 0.063883 | 0.014255 | 0.012671 | 0.0027875 | 0.50875 | 0.60375 | 0.072241 | 0.00050688 | 0.03745 | 0.54659 | 0.054649 | 0.00097223 | 0.51366 | 0.0071085 | 0.031081 | 0.0069781 | 0.50688 | 0.0069781 | 0.0069781 | 0 | 0.023708 | 0.11028 | 0.11028 | 0.24851 | 0.0098702 | 0.22307 | 0.0083998 | 0.0087745 | 0.010514 | 0.0076879 | 0.47986 | 0.47986 | 0.0050681 | 0.5075 | 0.0069816 | 0.5075 | 0.50775 | 0.0069781 | 0.01113 | 0.010883 | 0.665 | 0.024493 | 0.5125 | 0.5125 | 0.024493 | 0.10269 | 0.10262 | 0.025187 | 0.010659 | 0.00050681 | 0.3564 | 0.50875 | 0.60375 | 0.00050688 | 0.0005005 | 0.068953 | 0.0075156 | 0.00054659 | 0.00099923 | 0.0070628 | 0.51698 | 0.021873 | 0.0069695 | 0.0069695 | 0.0069695 | 0.47045 | 0 | 0.020137 | 0.51025 | 0.51025 |  | 0.0099294 | 0.22307 | 0.6165 | 0.644 | 0.77169 | 0.56425 | 0.505 | 0.505 | 0.37481 | 0.5075 | 0.50775 | 0.5075 | 0.50775 | 0.5075 | 0.0069816 | 0.0069781 | 0.665 | 0.44068 | 0.5125 | 0.5125 | 0.36486 | 0.27401 | 0.44721 | 0.39259 | 0.50975 | 0.00050681 | 0.0027775 | 0.50875 | 0.60375 | 0.072241 | 0.19583 | 0.000505 | 0.54659 | 0.5005 | 0.00074975 | 1 | 0.0071085 | 0.51698 | 0.0070628 | 0.0070628 | 0.50688 | 0.50687 | 0 | 0.50687 | 0.010598 | 0.010598 | 0.51 | 0.0050681 | 0.2577 | 0.0033907 | 0.003542 | 0.0042443 | 0.0031034 | 0.0050688 | 0.0050688 | 0.0027775 | 0.0077048 | 0.0079617 | 0.0077048 | 0.0079617 | 0.0077048 | 0.0069816 | 0.0069781 | 0.022589 | 0.012925 | 0.012925 | 0.012925 | 0.012925 | 0.010506 | 0.018767 | 0.025187 | 0.010659 | 0.00050681 | 0.3564 | 0.50875 | 0.60375 | 0.00050688 | 0.0005005 | 0.068953 | 0.0075156 | 0.00054659 | 0.00099923 | 0.0070628 | 0.51698 | 0.021873 | 0.0069695 | 0.0069695 | 0.0069695 | 0.47045 | 0 | 0.020137 | 0.51025 | 0.51025 |  | 0.0099294 | 0.22307 | 0.6165 | 0.644 | 0.77169 | 0.56425 | 0.505 | 0.505 | 0.37481 | 0.5075 | 0.50775 | 0.5075 | 0.50775 | 0.5075 | 0.0069816 | 0.0069781 | 0.665 | 0.44068 | 0.5125 | 0.5125 | 0.36486 | 0.27401 | 0.44721 | 0.12794 | 0.11075
8: Mooring-cable clashing | 0.029771 | 0.067841 | 0.013605 | 0.0054261 | 0.017239 | 0.20339 | 0.00098657 | 0.0039804 | 0.00098657 | 0.091392 | 0.00098657 | 0.00099901 | 0.027271 | 0.041698 | 0.032341 | 0.013548 | 0.070731 | 0.013548 | 0.013548 | 0 |  | 0.055539 | 0.055079 | 0.019516 | 0.0098657 | 0.020879 | 0.22838 | 0.28227 | 0.53247 | 0.12599 | 0.0098657 | 0.0098657 | 0.0098657 | 0.014789 | 0.015279 | 0.014789 | 0.015279 | 0.014789 | 0.014798 | 0.014337 | 0.32342 | 0.091555 | 0.024587 | 0.024587 | 0.066527 | 0.024963 | 0.14946 | 0.029771 | 0.067841 | 0.013605 | 0.0054261 | 0.017239 | 0.20339 | 0.00098657 | 0.0034716 | 0.00098657 | 0.091392 | 0.00098657 | 0.00099901 | 0.027271 | 0.041706 | 0.032341 | 0.013565 | 0.013565 | 0.053682 | 0.047179 | 0 | 0.027268 | 0.055539 | 0.055079 | 0.019516 | 0.0098657 | 0.020879 | 0.22838 | 0.28227 | 0.53247 | 0.12599 | 0.0098657 | 0.0098657 | 0.0098657 | 0.014789 | 0.015279 | 0.014789 | 0.015279 | 0.014789 | 0.015279 | 0.014789 | 0.32342 | 0.091558 | 0.024587 | 0.024587 | 0.06653 | 0.024963 | 0.14946 | 0.029771 | 0.067841 | 0.013605 | 0.0054261 | 0.017239 | 0.20339 | 0.00098654 | 0.0039804 | 0.00098657 | 0.091392 | 0.00098657 | 0.00099901 | 0.027271 | 0.04171 | 0.032341 | 0.013565 | 0.013565 | 0.013548 | 0.013548 | 0 | 0.027268 | 0.055539 | 0.055079 | 0.019516 | 0.0098657 | 0.020879 | 0.22838 | 0.28227 | 0.53247 | 0.12599 | 0.0098657 | 0.0098657 | 0.0098657 | 0.014789 | 0.015279 | 0.014789 | 0.015279 | 0.014789 | 0.015279 | 0.014789 | 0.32342 | 0.091559 | 0.024587 | 0.024587 | 0.066531 | 0.024963 | 0.14947 | 0.029771 | 0.067841 | 0.013605 | 0.0054261 | 0.017239 | 0.20339 | 0.00098657 | 0.0039804 | 0.00098657 | 0.091392 | 0.00098657 | 0.00099901 | 0.027271 | 0.041698 | 0.032341 | 0.013548 | 0.070777 | 0.013548 | 0.013548 | 0 |  | 0.055539 | 0.055079 | 0.019516 | 0.0098657 | 0.020879 | 0.22838 | 0.28227 | 0.53247 | 0.12599 | 0.0098657 | 0.0098657 | 0.0098657 | 0.014789 | 0.015279 | 0.014789 | 0.015279 | 0.014789 | 0.014798 | 0.014336 | 0.32342 | 0.091555 | 0.024587 | 0.024587 | 0.066527 | 0.024963 | 0.14946 | 0.029771 | 0.067841 | 0.013605 | 0.0054261 | 0.017239 | 0.20339 | 0.00098657 | 0.0034716 | 0.00098657 | 0.091392 | 0.00098657 | 0.00099901 | 0.027271 | 0.041706 | 0.032341 | 0.013565 | 0.013565 | 0.053837 | 0.047335 | 0 | 0.027268 | 0.055539 | 0.055079 | 0.019516 | 0.0098657 | 0.020879 | 0.22838 | 0.28226 | 0.53247 | 0.12599 | 0.0098657 | 0.0098657 | 0.0098657 | 0.014789 | 0.015279 | 0.014789 | 0.015279 | 0.014789 | 0.015279 | 0.014789 | 0.32341 | 0.091558 | 0.024587 | 0.024587 | 0.06653 | 0.024963 | 0.14946 | 0.02975 | 0.068149 | 0.013605 | 0.0054612 | 0.017375 | 0.20599 | 0.00098973 | 0.0039947 | 0.00099294 | 0.091951 | 0.00099294 | 0.000999 | 0.026983 | 0.041736 | 0.032335 | 0.013609 | 0.013609 | 0.013548 | 0.013548 | 0 | 0.027268 | 0.055794 | 0.055331 | 0.019514 | 0.0098657 | 0.020978 | 0.2313 | 0.2859 | 0.5394 | 0.12756 | 0.0099294 | 0.0099294 | 0.0099294 | 0.014894 | 0.01539 | 0.014894 | 0.01539 | 0.014894 | 0.015279 | 0.014789 | 0.32759 | 0.091793 | 0.024821 | 0.024821 | 0.066659 | 0.024963 | 0.14958 | 0.03132 | 0.038604 | 0.013612 | 0.0027875 | 0.0069317 | 0.0082261 | 0.00050681 | 0.0025396 | 0.00050681 | 0.0074473 | 0.00050681 | 0.00099925 | 0.00051366 | 0.038077 | 0.032897 | 0.0069781 | 0.025955 | 0.0069781 | 0.0069781 | 0 | 0.027179 | 0.03139 | 0.031143 | 0.019684 | 0.0098657 | 0.013686 | 0.0083998 | 0.0087745 | 0.010514 | 0.0076879 | 0.0050681 | 0.0050681 | 0.0050681 | 0.0069147 | 0.0069181 | 0.0069147 | 0.0069181 | 0.0069147 | 0.015175 | 0.014691 | 0.0090606 | 0.068624 | 0.0069828 | 0.0069828 | 0.053972 | 0.024975 | 0.13769 | 0.068404 | 0.010659 | 0.00050681 | 0.0027875 | 0.50875 | 0.60375 | 0.00050688 | 0.0005005 | 0.00050681 | 0.0075156 | 0.067638 | 0.00096575 | 0.00051366 | 0.51698 | 0.021873 | 0.0069695 | 0.0069695 | 0.013609 | 0.471 | 0 | 0.027316 | 0.51025 | 0.51025 | 0.019684 | 0.0099294 | 0.22307 | 0.0083998 | 0.0087745 | 0.010514 | 0.0076879 | 0.505 | 0.505 | 0.0050681 | 0.5075 | 0.50775 | 0.5075 | 0.50775 | 0.5075 | 0.015335 | 0.014842 | 0.0090606 | 0.44068 | 0.0069828 | 0.0069828 | 0.36486 | 0.29002 | 0.44721 | 0.070735 | 0.010659 | 0.00050681 | 0.50275 | 0.50875 | 0.60375 | 0.00051025 | 0.5005 | 0.5005 | 0.54659 | 0.067638 | 0.00096575 | 0.0070628 | 1 | 0.010598 | 0.0071085 | 0.50688 | 0.50687 | 0.50687 | 0 | 0.50687 | 0.010598 | 0.010598 | 0.51 | 0.0050681 | 0.0060375 | 0.0083998 | 0.0087745 | 0.010514 | 0.0076879 | 0.0050687 | 0.0050687 | 0.0050681 | 0.0077548 | 0.0080133 | 0.0077548 | 0.0080133 | 0.0077548 | 0.0069816 | 0.0069781 | 0.022589 | 0.012925 | 0.012925 | 0.012925 | 0.012925 | 0.010506 | 0.018767 | 0.099254 | 0.010659 | 0.00050681 | 0.40099 | 0.00050875 | 0.00060375 | 0.00051025 | 0.0005005 | 0.5005 | 0.0075156 | 0.13297 | 0.00093315 | 0.51366 | 0.00051698 | 0.010598 | 0.00050688 | 0.00050688 | 0.0069695 | 0.47045 | 0 | 0.020137 | 0.00051025 | 0.00051025 | 0.39148 | 0.0050681 | 0.47823 | 0.6165 | 0.644 | 0.77169 | 0.56425 | 0.505 | 0.505 | 0.505 | 0.5075 | 0.50775 | 0.5075 | 0.50775 | 0.5075 | 0.0069816 | 0.0069781 | 0.665 | 0.5125 | 0.5125 | 0.5125 | 0.5125 | 0.010506 | 0.5525 | 0.099701 | 0.10101
8: Anchor-cable clashing | 0.029771 | 0.067841 | 0.013605 | 0.0054261 | 0.017239 | 0.20339 | 0.00098657 | 0.0034716 | 0.00098657 | 0.091392 | 0.00098657 | 0.00099901 | 0.028291 | 0.034946 | 0.032341 | 0.056333 | 0.028504 | 0.040697 | 0.040697 | 0 | 0.027161 | 0.055539 | 0.055079 | 0.019516 | 0.0098657 | 0.020879 | 0.22838 | 0.28227 | 0.53247 | 0.12599 | 0.0098657 | 0.0098657 | 0.0098657 | 0.014789 | 0.015279 | 0.014789 | 0.015279 | 0.014789 | 0.015154 | 0.014671 | 0.32342 | 0.089371 | 0.024587 | 0.024587 | 0.064239 | 0.024963 | 0.14662 | 0.029771 | 0.067841 | 0.013605 | 0.0054261 | 0.017239 | 0.20339 | 0.00098657 | 0.0039804 | 0.00098657 | 0.091392 | 0.00098657 | 0.00099901 | 0.027271 | 0.041619 | 0.032341 | 0.013385 | 0.013385 | 0.013548 | 0.013548 | 0 | 0.02727 | 0.055539 | 0.055079 | 0.019516 | 0.0098657 | 0.020879 | 0.22838 | 0.28227 | 0.53247 | 0.12599 | 0.0098657 | 0.0098657 | 0.0098657 | 0.029189 | 0.029936 | 0.029189 | 0.029936 | 0.029189 | 0.015281 | 0.014791 | 0.32342 | 0.09153 | 0.024587 | 0.024587 | 0.066501 | 0.024963 | 0.14943 | 0.029771 | 0.067841 | 0.013605 | 0.0054261 | 0.017239 | 0.20339 | 0.00098657 | 0.0034716 | 0.00098657 | 0.091392 | 0.00098657 | 0.00099901 | 0.028291 | 0.034946 | 0.032341 | 0.056333 | 0.028504 | 0.040697 | 0.040697 | 0 | 0.027161 | 0.055539 | 0.055079 | 0.019516 | 0.0098657 | 0.020879 | 0.22838 | 0.28227 | 0.53247 | 0.12599 | 0.0098657 | 0.0098657 | 0.0098657 | 0.014789 | 0.015279 | 0.014789 | 0.015279 | 0.014789 | 0.015154 | 0.014671 | 0.32342 | 0.089371 | 0.024587 | 0.024587 | 0.064239 | 0.024963 | 0.14662 | 0.029771 | 0.067841 | 0.013605 | 0.0054261 | 0.017239 | 0.20339 | 0.00098657 | 0.0039804 | 0.00098657 | 0.091392 | 0.00098657 | 0.00099901 | 0.027271 | 0.041619 | 0.032341 | 0.013385 | 0.013385 | 0.013548 | 0.013548 | 0 | 0.02727 | 0.055539 | 0.055079 | 0.019516 | 0.0098657 | 0.020879 | 0.22838 | 0.28227 | 0.53247 | 0.12599 | 0.0098657 | 0.0098657 | 0.0098657 | 0.029189 | 0.029936 | 0.029189 | 0.029936 | 0.029189 | 0.015281 | 0.014791 | 0.32342 | 0.09153 | 0.024587 | 0.024587 | 0.066501 | 0.024963 | 0.14943 | 0.029771 | 0.067841 | 0.013605 | 0.0054261 | 0.017239 | 0.20339 | 0.00098657 | 0.0034716 | 0.00098657 | 0.091392 | 0.00098657 | 0.00099901 | 0.028291 | 0.034946 | 0.032341 | 0.056333 | 0.028504 | 0.040697 | 0.040697 | 0 | 0.027161 | 0.055539 | 0.055079 | 0.019516 | 0.0098657 | 0.020879 | 0.22838 | 0.28226 | 0.53247 | 0.12599 | 0.0098657 | 0.0098657 | 0.0098657 | 0.014789 | 0.015279 | 0.014789 | 0.015279 | 0.014789 | 0.015154 | 0.014671 | 0.32341 | 0.089371 | 0.024587 | 0.024587 | 0.064239 | 0.024963 | 0.14662 | 0.029771 | 0.067841 | 0.013605 | 0.0054261 | 0.017239 | 0.20339 | 0.00098657 | 0.0039804 | 0.00098657 | 0.091392 | 0.00098657 | 0.00099901 | 0.027284 | 0.041619 | 0.032341 | 0.013385 | 0.013385 | 0.013548 | 0.013548 | 0 | 0.02727 | 0.055539 | 0.055079 | 0.019516 | 0.0098657 | 0.020879 | 0.22838 | 0.28226 | 0.53247 | 0.12599 | 0.0098657 | 0.0098657 | 0.0098657 | 0.029196 | 0.029942 | 0.029196 | 0.029942 | 0.029196 | 0.015281 | 0.014791 | 0.32341 | 0.09153 | 0.024587 | 0.024587 | 0.066501 | 0.024963 | 0.14943 | 0.03132 | 0.038604 | 0.013612 | 0.0027875 | 0.0069317 | 0.0082261 | 0.00050681 | 0.0022757 | 0.00050681 | 0.0074473 | 0.00050681 | 0.00099925 | 0.027824 | 0.034483 | 0.032897 | 0.032037 | 0.018784 | 0.026433 | 0.026433 | 0 | 0.027231 | 0.03139 | 0.031143 | 0.019684 | 0.0098657 | 0.47823 | 0.0083998 | 0.0087745 | 0.010514 | 0.0076879 | 0.0050681 | 0.0050681 | 0.0050681 | 0.0069147 | 0.0069181 | 0.0069147 | 0.0069181 | 0.0069147 | 0.015235 | 0.014748 | 0.0090606 | 0.067402 | 0.0069828 | 0.0069828 | 0.052723 | 0.024975 | 0.13614 | 0.03132 | 0.038604 | 0.013612 | 0.0027875 | 0.0069317 | 0.0082261 | 0.00050681 | 0.0022757 | 0.00050681 | 0.0074473 | 0.00050681 | 0.00099925 | 0.00051366 | 0.038113 | 0.032897 | 0.0070628 | 0.0070628 | 0.46928 | 0.46824 | 0 | 0.027315 | 0.03139 | 0.031143 | 0.019684 | 0.0098657 | 0.32506 | 0.0083998 | 0.0087745 | 0.010514 | 0.0076879 | 0.0050681 | 0.0050681 | 0.0050681 | 0.5075 | 0.50775 | 0.5075 | 0.50775 | 0.5075 | 0.015334 | 0.014841 | 0.0090606 | 0.068637 | 0.0069828 | 0.0069828 | 0.053984 | 0.024975 | 0.13771 | 0.033846 | 0.31415 | 0.00050681 | 0.0027875 | 0.50875 | 0.60375 | 0.00051025 | 0.0005005 | 0.5005 | 0.54659 | 0.00050681 | 0.00099925 | 0.00051366 | 0.010598 | 1 | 0.50688 | 0.00050688 | 0.50688 | 0.50687 | 0 | 0.020137 | 0.010598 | 0.010598 | 0.51 | 0.0050681 | 0.0060375 | 0.0083998 | 0.0087745 | 0.010514 | 0.0076879 | 0.505 | 0.505 | 0.0050681 | 0.0077548 | 0.0080133 | 0.0077548 | 0.0080133 | 0.0077548 | 0.0069816 | 0.0069781 | 0.665 | 0.012925 | 0.012925 | 0.012925 | 0.012925 | 0.010506 | 0.018767 | 0.065918 | 0.36991 | 0.00050681 | 0.40099 | 0.00050875 | 0.00060375 | 0.00051025 | 0.0005005 | 0.5005 | 0.54659 | 0.072908 | 0.00096312 | 0.51366 | 0.00051698 | 0.010598 | 0.00050688 | 0.00050688 | 0.0069695 | 0.47045 | 0 | 0.020137 | 0.00051025 | 0.00051025 | 0.39148 | 0.0050681 | 0.47823 | 0.6165 | 0.644 | 0.77169 | 0.56425 | 0.505 | 0.505 | 0.505 | 0.5075 | 0.50775 | 0.5075 | 0.50775 | 0.5075 | 0.0069816 | 0.0069781 | 0.665 | 0.5125 | 0.5125 | 0.5125 | 0.5125 | 0.010506 | 0.5525 | 0.094344 | 0.030427
8: Change in mooring profile | 0.029771 | 0.067841 | 0.013605 | 0.0054261 | 0.017239 | 0.20339 | 0.00098657 | 0.0039804 | 0.00098657 | 0.091392 | 0.00098657 | 0.00099901 | 0.027271 | 0.041698 | 0.032341 | 0.013548 | 0.070768 | 0.013548 | 0.013548 | 0 | 0.026856 | 0.055539 | 0.055079 | 0.019516 | 0.0098657 | 0.020879 | 0.22838 | 0.28227 | 0.53247 | 0.12599 | 0.0098657 | 0.0098657 | 0.0098657 | 0.014789 | 0.015279 | 0.014789 | 0.015279 | 0.014789 | 0.014798 | 0.014336 | 0.32342 | 0.091555 | 0.024587 | 0.024587 | 0.066527 | 0.024963 | 0.14946 | 0.029771 | 0.067841 | 0.013605 | 0.0054261 | 0.017239 | 0.20339 | 0.00098657 | 0.0034716 | 0.00098657 | 0.091392 | 0.00098657 | 0.00099901 | 0.027271 | 0.034946 | 0.032341 | 0.070417 | 0.035999 | 0.047258 | 0.047258 | 0 | 0.027107 | 0.055539 | 0.055079 | 0.019516 | 0.0098657 | 0.020879 | 0.22838 | 0.28227 | 0.53247 | 0.12599 | 0.0098657 | 0.0098657 | 0.0098657 | 0.014789 | 0.015279 | 0.014789 | 0.015279 | 0.014789 | 0.015091 | 0.014612 | 0.32342 | 0.089371 | 0.024587 | 0.024587 | 0.064239 | 0.024963 | 0.14662 | 0.039034 | 0.017866 | 0.013605 | 0.0054261 | 0.033257 | 0.25924 | 0.00098654 | 0.00099901 | 0.00098657 | 0.091392 | 0.0020439 | 0.00099848 | 0.027271 | 0.041232 | 0.032905 | 0.013565 | 0.013565 | 0.027221 | 0.013548 | 0 | 0.027268 | 0.031056 | 0.031056 | 0.019516 | 0.0098657 | 0.027584 | 0.22838 | 0.28227 | 0.53247 | 0.12599 | 0.025475 | 0.025475 | 0.0098657 | 0.035779 | 0.043019 | 0.035779 | 0.036522 | 0.035779 | 0.015279 | 0.014789 | 0.32342 | 0.069506 | 0.024587 | 0.024587 | 0.055028 | 0.041365 | 0.13901 | 0.029771 | 0.067841 | 0.013605 | 0.0054261 | 0.017239 | 0.20339 | 0.00098657 | 0.0039804 | 0.00098657 | 0.091392 | 0.00098657 | 0.00099901 | 0.048124 | 0.041697 | 0.032341 | 0.013548 | 0.04807 | 0.013548 | 0.013548 | 0 | 0.02702 | 0.055539 | 0.055079 | 0.019516 | 0.0098657 | 0.020879 | 0.22838 | 0.28226 | 0.53247 | 0.12599 | 0.0098657 | 0.0098657 | 0.0098657 | 0.014789 | 0.015279 | 0.014789 | 0.015279 | 0.014789 | 0.014989 | 0.014516 | 0.32341 | 0.091555 | 0.024587 | 0.024587 | 0.066527 | 0.024963 | 0.14946 | 0.029769 | 0.067869 | 0.013605 | 0.0054286 | 0.017248 | 0.20358 | 0.00098702 | 0.0039836 | 0.00098702 | 0.091472 | 0.00098702 | 0.00099901 | 0.027284 | 0.047528 | 0.032341 | 0.025639 | 0.013385 | 0.013574 | 0.013574 | 0 | 0.02727 | 0.055562 | 0.055102 | 0.019516 | 0.0098657 | 0.020886 | 0.22859 | 0.28252 | 0.53297 | 0.1261 | 0.0098702 | 0.0098702 | 0.0098702 | 0.02874 | 0.029487 | 0.02874 | 0.029487 | 0.02874 | 0.015281 | 0.014791 | 0.32371 | 0.093461 | 0.024604 | 0.024604 | 0.068514 | 0.024963 | 0.15192 | 0.038809 | 0.018532 | 0.013612 | 0.0054612 | 0.019286 | 0.22131 | 0.00050688 | 0.00099925 | 0.00099294 | 0.0075156 | 0.00095035 | 0.00099903 | 0.0070628 | 0.037821 | 0.033101 | 0.0069695 | 0.0069695 | 0.013609 | 0.0136 | 0 | 0.027316 | 0.022548 | 0.022548 | 0.019514 | 0.0098657 | 0.021944 | 0.2313 | 0.2859 | 0.5394 | 0.12756 | 0.01354 | 0.01354 | 0.0099294 | 0.02058 | 0.024609 | 0.02058 | 0.021149 | 0.02058 | 0.015335 | 0.014842 | 0.32759 | 0.060511 | 0.024821 | 0.024821 | 0.049815 | 0.036707 | 0.1339 | 0.063883 | 0.014255 | 0.012671 | 0.0027875 | 0.50875 | 0.60375 | 0.072241 | 0.00050688 | 0.03745 | 0.54659 | 0.054649 | 0.00097223 | 0.51366 | 0.0071085 | 0.031081 | 0.0069781 | 0.50688 | 0.0069781 | 0.0069781 | 0 | 0.023708 | 0.11028 | 0.11028 | 0.24851 | 0.0098702 | 0.22307 | 0.0083998 | 0.0087745 | 0.010514 | 0.0076879 | 0.47986 | 0.47986 | 0.0050681 | 0.5075 | 0.0069816 | 0.5075 | 0.50775 | 0.0069781 | 0.01113 | 0.010883 | 0.665 | 0.024493 | 0.5125 | 0.5125 | 0.024493 | 0.10269 | 0.10262 | 0.025187 | 0.010659 | 0.00050681 | 0.3564 | 0.50875 | 0.60375 | 0.00050688 | 0.0005005 | 0.068953 | 0.0075156 | 0.00054659 | 0.00099923 | 0.0070628 | 0.51698 | 0.021873 | 0.0069695 | 0.0069695 | 0.0069695 | 0.47045 | 0 | 0.020137 | 0.51025 | 0.51025 | 0.39189 | 0.0099294 | 0.22307 | 0.6165 | 0.644 | 0.77169 | 0.56425 | 0.505 | 0.505 | 0.37481 | 0.5075 | 0.50775 | 0.5075 | 0.50775 | 0.5075 | 0.0069816 | 0.0069781 | 0.665 | 0.44068 | 0.5125 | 0.5125 | 0.36486 | 0.27401 | 0.44721 | 0.39259 | 0.50975 | 0.00050681 | 0.0027775 | 0.50875 | 0.60375 | 0.1411 | 0.19583 | 0.000505 | 0.54659 | 0.5005 | 0.00074975 | 0.0070628 | 0.0071085 | 0.010598 | 1 | 0.0069695 | 0.50688 | 0.0069816 | 0 | 0.50687 | 0.010598 | 0.010598 | 0.51 | 0.0050681 | 0.0060375 | 0.0033908 | 0.003542 | 0.0042443 | 0.0031034 | 0.0050688 | 0.0050688 | 0.0027775 | 0.5075 | 0.0069816 | 0.5075 | 0.50775 | 0.0069781 | 0.0069816 | 0.0069781 | 0.022589 | 0.012925 | 0.012925 | 0.012925 | 0.012925 | 0.010506 | 0.018767 | 0.025187 | 0.010659 | 0.00050681 | 0.3564 | 0.50875 | 0.60375 | 0.00051025 | 0.0005005 | 0.068953 | 0.0075156 | 0.00054659 | 0.00099923 | 0.0070628 | 0.51698 | 0.021873 | 0.0069695 | 0.0069695 | 0.0069695 | 0.47045 | 0 | 0.020137 | 0.51025 | 0.51025 | 0.39189 | 0.0099294 | 0.22307 | 0.6165 | 0.644 | 0.77169 | 0.56425 | 0.505 | 0.505 | 0.37481 | 0.5075 | 0.50775 | 0.5075 | 0.50775 | 0.5075 | 0.0069816 | 0.0069781 | 0.665 | 0.44068 | 0.5125 | 0.5125 | 0.36486 | 0.27401 | 0.44721 | 0.12972 | 0.04303
8: Excess mooring loads | 0.029771 | 0.067841 | 0.013605 | 0.0054261 | 0.017239 | 0.20339 | 0.00098657 | 0.0039804 | 0.00098657 | 0.091392 | 0.00098657 | 0.00099901 | 0.027271 | 0.041698 | 0.032341 | 0.013548 | 0.070768 | 0.013548 | 0.013548 | 0 | 0.026856 | 0.055539 | 0.055079 | 0.019516 | 0.0098657 | 0.020879 | 0.22838 | 0.28227 | 0.53247 | 0.12599 | 0.0098657 | 0.0098657 | 0.0098657 | 0.014789 | 0.015279 | 0.014789 | 0.015279 | 0.014789 | 0.014798 | 0.014336 | 0.32342 | 0.091555 | 0.024587 | 0.024587 | 0.066527 | 0.024963 | 0.14946 | 0.029771 | 0.067841 | 0.013605 | 0.0054261 | 0.017239 | 0.20339 | 0.00098657 | 0.0034716 | 0.00098657 | 0.091392 | 0.00098657 | 0.00099901 | 0.027271 | 0.034946 | 0.032341 | 0.070417 | 0.035999 | 0.047258 | 0.047258 | 0 | 0.027107 | 0.055539 | 0.055079 | 0.019516 | 0.0098657 | 0.020879 | 0.22838 | 0.28227 | 0.53247 | 0.12599 | 0.0098657 | 0.0098657 | 0.0098657 | 0.014789 | 0.015279 | 0.014789 | 0.015279 | 0.014789 | 0.015091 | 0.014612 | 0.32342 | 0.089371 | 0.024587 | 0.024587 | 0.064239 | 0.024963 | 0.14662 | 0.039034 | 0.017866 | 0.013605 | 0.0054261 | 0.033257 | 0.25924 | 0.00098654 | 0.00099901 | 0.00098657 | 0.091392 | 0.0020439 | 0.00099848 | 0.027271 | 0.041232 | 0.032905 | 0.013565 | 0.013565 | 0.027221 | 0.013548 | 0 | 0.027268 | 0.031056 | 0.031056 | 0.019516 | 0.0098657 | 0.027584 | 0.22838 | 0.28227 | 0.53247 | 0.12599 | 0.025475 | 0.025475 | 0.0098657 | 0.035779 | 0.043019 | 0.035779 | 0.036522 | 0.035779 | 0.015279 | 0.014789 | 0.32342 | 0.069506 | 0.024587 | 0.024587 | 0.055028 | 0.041365 | 0.13901 | 0.029771 | 0.067841 | 0.013605 | 0.0054261 | 0.017239 | 0.20339 | 0.00098657 | 0.0039804 | 0.00098657 | 0.091392 | 0.00098657 | 0.00099901 | 0.048124 | 0.041697 | 0.032341 | 0.013548 | 0.04807 | 0.013548 | 0.013548 | 0 | 0.02702 | 0.055539 | 0.055079 | 0.019516 | 0.0098657 | 0.020879 | 0.22838 | 0.28226 | 0.53247 | 0.12599 | 0.0098657 | 0.0098657 | 0.0098657 | 0.014789 | 0.015279 | 0.014789 | 0.015279 | 0.014789 | 0.014989 | 0.014516 | 0.32341 | 0.091555 | 0.024587 | 0.024587 | 0.066527 | 0.024963 | 0.14946 | 0.029769 | 0.067869 | 0.013605 | 0.0054286 | 0.017248 | 0.20358 | 0.00098702 | 0.0039836 | 0.00098702 | 0.091472 | 0.00098702 | 0.00099901 | 0.027284 | 0.047528 | 0.032341 | 0.025639 | 0.013385 | 0.013574 | 0.013574 | 0 | 0.02727 | 0.055562 | 0.055102 | 0.019516 | 0.0098657 | 0.020886 | 0.22859 | 0.28252 | 0.53297 | 0.1261 | 0.0098702 | 0.0098702 | 0.0098702 | 0.02874 | 0.029487 | 0.02874 | 0.029487 | 0.02874 | 0.015281 | 0.014791 | 0.32371 | 0.093461 | 0.024604 | 0.024604 | 0.068514 | 0.024963 | 0.15192 | 0.029238 | 0.018532 | 0.013612 | 0.012142 | 0.019286 | 0.22131 | 0.00050688 | 0.00099925 | 0.0027078 | 0.0075156 | 0.00095035 | 0.00099903 | 0.0070628 | 0.037821 | 0.033101 | 0.0069695 | 0.0069695 | 0.013609 | 0.071994 | 0 | 0.027316 | 0.022548 | 0.022548 | 0.094749 | 0.0098657 | 0.021944 | 0.2493 | 0.30422 | 0.55921 | 0.14496 | 0.01354 | 0.01354 | 0.015717 | 0.02058 | 0.024609 | 0.02058 | 0.021149 | 0.02058 | 0.015335 | 0.014842 | 0.37185 | 0.060511 | 0.067586 | 0.067586 | 0.049815 | 0.036707 | 0.1339 | 0.063883 | 0.014255 | 0.012671 | 0.0027875 | 0.50875 | 0.60375 | 0.072241 | 0.00050688 | 0.03745 | 0.54659 | 0.054649 | 0.00097223 | 0.51366 | 0.0071085 | 0.031081 | 0.0069781 | 0.50688 | 0.0069781 | 0.0069781 | 0 | 0.023708 | 0.11028 | 0.11028 | 0.24851 | 0.0098702 | 0.22307 | 0.0083998 | 0.0087745 | 0.010514 | 0.0076879 | 0.47986 | 0.47986 | 0.0050681 | 0.5075 | 0.0069816 | 0.5075 | 0.50775 | 0.0069781 | 0.01113 | 0.010883 | 0.665 | 0.024493 | 0.5125 | 0.5125 | 0.024493 | 0.10269 | 0.10262 | 0.068404 | 0.010659 | 0.00050681 | 0.0027875 | 0.50875 | 0.60375 | 0.00050688 | 0.0005005 | 0.00050681 | 0.0075156 | 0.067638 | 0.00096575 | 0.00051366 | 0.51698 | 0.021873 | 0.0069695 | 0.0069695 | 0.013609 | 0.471 | 0 | 0.027316 | 0.51025 | 0.51025 | 0.019684 | 0.0099294 | 0.22307 | 0.0083998 | 0.0087745 | 0.010514 | 0.0076879 | 0.505 | 0.505 | 0.0050681 | 0.5075 | 0.50775 | 0.5075 | 0.50775 | 0.5075 | 0.015335 | 0.014842 | 0.0090606 | 0.44068 | 0.0069828 | 0.0069828 | 0.36486 | 0.29002 | 0.44721 | 0.50975 | 0.50975 | 0.00050681 | 0.0027775 | 0.50875 | 0.60375 | 0.00050688 | 0.19583 | 0.000505 | 0.0075156 | 0.5005 | 0.0005005 | 0.0070628 | 0.0071085 | 0.0071085 | 0.0069695 | 1 | 0.0069695 | 0.50687 | 0 | 0.50687 | 0.51025 | 0.51025 | 0.51 | 0.0050681 | 0.47823 | 0.0033908 | 0.003542 | 0.0042443 | 0.0031034 | 0.0050688 | 0.0050688 | 0.0027775 | 0.0069781 | 0.0069816 | 0.0069781 | 0.0069816 | 0.0069781 | 0.0069816 | 0.0069781 | 0.665 | 0.012925 | 0.5125 | 0.5125 | 0.012925 | 0.5125 | 0.018767 | 0.058565 | 0.018532 | 0.00050681 | 0.0027875 | 0.50875 | 0.60375 | 0.00050688 | 0.0005005 | 0.00050681 | 0.0075156 | 0.039206 | 0.00097994 | 0.00051366 | 0.51698 | 0.021873 | 0.0069695 | 0.0069695 | 0.013609 | 0.471 | 0 | 0.027316 | 0.51025 | 0.51025 | 0.019684 | 0.0099294 | 0.22307 | 0.0083998 | 0.0087745 | 0.010514 | 0.0076879 | 0.39419 | 0.39419 | 0.0050681 | 0.5075 | 0.50775 | 0.5075 | 0.50775 | 0.5075 | 0.015335 | 0.014842 | 0.0090606 | 0.44068 | 0.0069828 | 0.0069828 | 0.36486 | 0.28323 | 0.44721 | 0.11089 | 0.064738
8: Mooring line nonfunctional | 0.029771 | 0.067841 | 0.013605 | 0.0054261 | 0.017239 | 0.20339 | 0.00098657 | 0.0034716 | 0.00098657 | 0.091392 | 0.00098657 | 0.00099901 | 0.028291 | 0.034946 | 0.032341 | 0.056333 | 0.028504 | 0.040697 | 0.040697 | 0 | 0.027161 | 0.055539 | 0.055079 | 0.019516 | 0.0098657 | 0.020879 | 0.22838 | 0.28227 | 0.53247 | 0.12599 | 0.0098657 | 0.0098657 | 0.0098657 | 0.014789 | 0.015279 | 0.014789 | 0.015279 | 0.014789 | 0.015154 | 0.014671 | 0.32342 | 0.089371 | 0.024587 | 0.024587 | 0.064239 | 0.024963 | 0.14662 | 0.029771 | 0.067841 | 0.013605 | 0.0054261 | 0.017239 | 0.20339 | 0.00098657 | 0.0039804 | 0.00098657 | 0.091392 | 0.00098657 | 0.00099901 | 0.027271 | 0.041619 | 0.032341 | 0.013385 | 0.013385 | 0.013548 | 0.013548 | 0 | 0.02727 | 0.055539 | 0.055079 | 0.019516 | 0.0098657 | 0.020879 | 0.22838 | 0.28227 | 0.53247 | 0.12599 | 0.0098657 | 0.0098657 | 0.0098657 | 0.029189 | 0.029936 | 0.029189 | 0.029936 | 0.029189 | 0.015281 | 0.014791 | 0.32342 | 0.09153 | 0.024587 | 0.024587 | 0.066501 | 0.024963 | 0.14943 | 0.029771 | 0.067841 | 0.013605 | 0.0054261 | 0.017239 | 0.20339 | 0.00098657 | 0.0034716 | 0.00098657 | 0.091392 | 0.00098657 | 0.00099901 | 0.028291 | 0.034946 | 0.032341 | 0.056333 | 0.028504 | 0.040697 | 0.040697 | 0 | 0.027161 | 0.055539 | 0.055079 | 0.019516 | 0.0098657 | 0.020879 | 0.22838 | 0.28227 | 0.53247 | 0.12599 | 0.0098657 | 0.0098657 | 0.0098657 | 0.014789 | 0.015279 | 0.014789 | 0.015279 | 0.014789 | 0.015154 | 0.014671 | 0.32342 | 0.089371 | 0.024587 | 0.024587 | 0.064239 | 0.024963 | 0.14662 | 0.029771 | 0.067841 | 0.013605 | 0.0054261 | 0.017239 | 0.20339 | 0.00098657 | 0.0039804 | 0.00098657 | 0.091392 | 0.00098657 | 0.00099901 | 0.027271 | 0.041619 | 0.032341 | 0.013385 | 0.013385 | 0.013548 | 0.013548 | 0 | 0.02727 | 0.055539 | 0.055079 | 0.019516 | 0.0098657 | 0.020879 | 0.22838 | 0.28227 | 0.53247 | 0.12599 | 0.0098657 | 0.0098657 | 0.0098657 | 0.029189 | 0.029936 | 0.029189 | 0.029936 | 0.029189 | 0.015281 | 0.014791 | 0.32342 | 0.09153 | 0.024587 | 0.024587 | 0.066501 | 0.024963 | 0.14943 | 0.02975 | 0.068236 | 0.013605 | 0.0054612 | 0.017375 | 0.20599 | 0.00099294 | 0.0034875 | 0.00099294 | 0.092507 | 0.00099294 | 0.000999 | 0.028297 | 0.034952 | 0.032334 | 0.056649 | 0.028632 | 0.040884 | 0.040884 | 0 | 0.02716 | 0.055862 | 0.055399 | 0.019514 | 0.0098657 | 0.020978 | 0.2313 | 0.2859 | 0.5394 | 0.12756 | 0.0099294 | 0.0099294 | 0.0099294 | 0.014894 | 0.01539 | 0.014894 | 0.01539 | 0.014894 | 0.015153 | 0.01467 | 0.32759 | 0.089661 | 0.024821 | 0.024821 | 0.064393 | 0.024963 | 0.14676 | 0.02975 | 0.068236 | 0.013605 | 0.0054612 | 0.017375 | 0.20599 | 0.00099294 | 0.0039963 | 0.00099294 | 0.092507 | 0.00099294 | 0.000999 | 0.00051366 | 0.041709 | 0.032334 | 0.013559 | 0.013559 | 0.013548 | 0.013548 | 0 | 0.027268 | 0.055862 | 0.055399 | 0.019514 | 0.0098657 | 0.020978 | 0.2313 | 0.2859 | 0.5394 | 0.12756 | 0.0099294 | 0.0099294 | 0.0099294 | 0.015651 | 0.016164 | 0.015651 | 0.016164 | 0.015651 | 0.015279 | 0.01479 | 0.32759 | 0.091845 | 0.024821 | 0.024821 | 0.066682 | 0.024963 | 0.1496 | 0.50975 | 0.50975 | 0.00050681 | 0.0027875 | 0.0069317 | 0.0082261 | 0.00050681 | 0.5005 | 0.00050681 | 0.0074473 | 0.00050681 | 0.0005005 | 0.51366 | 0.51698 | 0.021873 | 0.50687 | 0.50687 | 0.026433 | 0.026433 | 0 | 0.023708 | 0.51025 | 0.51025 | 0.019684 | 0.0099294 | 0.47823 | 0.0083998 | 0.0087745 | 0.010514 | 0.0076879 | 0.0050681 | 0.0050681 | 0.0050681 | 0.0069147 | 0.0069181 | 0.0069147 | 0.0069181 | 0.0069147 | 0.01113 | 0.010883 | 0.0090606 | 0.44068 | 0.0069828 | 0.0069828 | 0.36486 | 0.0005125 | 0.44721 | 0.50975 | 0.50975 | 0.00050681 | 0.0027875 | 0.0069317 | 0.0082261 | 0.00050681 | 0.5005 | 0.00050681 | 0.0074473 | 0.00050681 | 0.0005005 | 0.00051366 | 0.51698 | 0.021873 | 0.0070628 | 0.0070628 | 0.46928 | 0.46824 | 0 | 0.027315 | 0.51025 | 0.51025 | 0.019684 | 0.0099294 | 0.47823 | 0.0083998 | 0.0087745 | 0.010514 | 0.0076879 | 0.0050681 | 0.0050681 | 0.0050681 | 0.5075 | 0.50775 | 0.5075 | 0.50775 | 0.5075 | 0.015334 | 0.014841 | 0.0090606 | 0.44068 | 0.0069828 | 0.0069828 | 0.36486 | 0.0005125 | 0.44721 | 0.50975 | 0.010659 | 0.00050681 | 0.50275 | 0.50875 | 0.60375 | 0.00050688 | 0.00050688 | 0.0005005 | 0.0075156 | 0.00054659 | 0.0005005 | 0.51366 | 0.51698 | 0.010598 | 0.0069695 | 0.50687 | 1 | 0.0069816 | 0 | 0.020137 | 0.51025 | 0.51025 | 0.44761 | 0.0050681 | 0.47823 | 0.6165 | 0.644 | 0.77169 | 0.56425 | 0.0054659 | 0.0054659 | 0.505 | 0.5075 | 0.0069816 | 0.5075 | 0.50775 | 0.0069781 | 0.0069816 | 0.0069781 | 0.665 | 0.5125 | 0.5125 | 0.5125 | 0.5125 | 0.5125 | 0.5525 | 0.50975 | 0.50975 | 0.00050681 | 0.0027875 | 0.0069317 | 0.0082261 | 0.00050681 | 0.5005 | 0.00050681 | 0.0074473 | 0.00050681 | 0.0005005 | 0.00051366 | 0.51698 | 0.021873 | 0.0070628 | 0.0070628 | 0.46928 | 0.46824 | 0 | 0.027315 | 0.51025 | 0.51025 | 0.019684 | 0.0099294 | 0.47823 | 0.0083998 | 0.0087745 | 0.010514 | 0.0076879 | 0.0050681 | 0.0050681 | 0.0050681 | 0.5075 | 0.50775 | 0.5075 | 0.50775 | 0.5075 | 0.015334 | 0.014841 | 0.0090606 | 0.44068 | 0.0069828 | 0.0069828 | 0.36486 | 0.0005125 | 0.44721 | 0.11895 | 0.05126
8: Shared line nonfunctional | 0.029771 | 0.067841 | 0.013605 | 0.0054261 | 0.017239 | 0.20339 | 0.00098657 | 0.0034716 | 0.00098657 | 0.091392 | 0.00098657 | 0.00099901 | 0.027271 | 0.034946 | 0.032341 | 0.063767 | 0.035987 | 0.047255 | 0.047255 | 0 | 0.027107 | 0.055539 | 0.055079 | 0.019516 | 0.0098657 | 0.020879 | 0.22838 | 0.28227 | 0.53247 | 0.12599 | 0.0098657 | 0.0098657 | 0.0098657 | 0.014789 | 0.015279 | 0.014789 | 0.015279 | 0.014789 | 0.015091 | 0.014612 | 0.32342 | 0.089371 | 0.024587 | 0.024587 | 0.064239 | 0.024963 | 0.14662 | 0.029771 | 0.067841 | 0.013605 | 0.0054261 | 0.017239 | 0.20339 | 0.00098657 | 0.0034716 | 0.00098657 | 0.091392 | 0.00098657 | 0.00099901 | 0.027271 | 0.041706 | 0.032341 | 0.013565 | 0.013565 | 0.047247 | 0.040697 | 0 | 0.027268 | 0.055539 | 0.055079 | 0.019516 | 0.0098657 | 0.020879 | 0.22838 | 0.28227 | 0.53247 | 0.12599 | 0.0098657 | 0.0098657 | 0.0098657 | 0.014789 | 0.015279 | 0.014789 | 0.015279 | 0.014789 | 0.015279 | 0.014789 | 0.32342 | 0.091558 | 0.024587 | 0.024587 | 0.06653 | 0.024963 | 0.14946 | 0.029771 | 0.067841 | 0.013605 | 0.0054261 | 0.017239 | 0.20339 | 0.00098657 | 0.0039804 | 0.00098657 | 0.091392 | 0.00098657 | 0.00099901 | 0.027271 | 0.041698 | 0.032341 | 0.013548 | 0.049029 | 0.013548 | 0.013548 | 0 | 0.027013 | 0.055539 | 0.055079 | 0.019516 | 0.0098657 | 0.020879 | 0.22838 | 0.28227 | 0.53247 | 0.12599 | 0.0098657 | 0.0098657 | 0.0098657 | 0.014789 | 0.015279 | 0.014789 | 0.015279 | 0.014789 | 0.014981 | 0.014509 | 0.32342 | 0.091555 | 0.024587 | 0.024587 | 0.066527 | 0.024963 | 0.14946 | 0.029771 | 0.067841 | 0.013605 | 0.0054261 | 0.017239 | 0.20339 | 0.00098657 | 0.0034716 | 0.00098657 | 0.091392 | 0.00098657 | 0.00099901 | 0.027271 | 0.034946 | 0.032341 | 0.063794 | 0.035999 | 0.040697 | 0.040697 | 0 | 0.027107 | 0.055539 | 0.055079 | 0.019516 | 0.0098657 | 0.020879 | 0.22838 | 0.28226 | 0.53247 | 0.12599 | 0.0098657 | 0.0098657 | 0.0098657 | 0.014789 | 0.015279 | 0.014789 | 0.015279 | 0.014789 | 0.015091 | 0.014612 | 0.32341 | 0.089371 | 0.024587 | 0.024587 | 0.064239 | 0.024963 | 0.14662 | 0.039034 | 0.017866 | 0.013605 | 0.0054261 | 0.033259 | 0.25924 | 0.00098651 | 0.00099901 | 0.00098657 | 0.091388 | 0.0020441 | 0.00099848 | 0.027284 | 0.041232 | 0.032905 | 0.013565 | 0.013565 | 0.027243 | 0.013548 | 0 | 0.027268 | 0.031056 | 0.031056 | 0.019516 | 0.0098657 | 0.027585 | 0.22838 | 0.28226 | 0.53247 | 0.12599 | 0.025477 | 0.025477 | 0.0098657 | 0.035786 | 0.043025 | 0.035786 | 0.036529 | 0.035786 | 0.015279 | 0.014789 | 0.32341 | 0.069505 | 0.024587 | 0.024587 | 0.055027 | 0.041365 | 0.13901 | 0.03132 | 0.038604 | 0.013612 | 0.0027875 | 0.0069317 | 0.0082261 | 0.00050681 | 0.0027793 | 0.00050681 | 0.0074473 | 0.00050681 | 0.00099925 | 0.041461 | 0.041266 | 0.032897 | 0.0136 | 0.032124 | 0.0136 | 0.0136 | 0 | 0.027135 | 0.03139 | 0.031143 | 0.019684 | 0.0098657 | 0.013686 | 0.0083998 | 0.0087745 | 0.010514 | 0.0076879 | 0.0050681 | 0.0050681 | 0.0050681 | 0.0069147 | 0.0069181 | 0.0069147 | 0.0069181 | 0.0069147 | 0.015123 | 0.014642 | 0.0090606 | 0.069709 | 0.0069828 | 0.0069828 | 0.05508 | 0.024975 | 0.13907 | 0.03132 | 0.038604 | 0.013612 | 0.0027875 | 0.0069317 | 0.0082261 | 0.00050681 | 0.0027793 | 0.00050681 | 0.0074473 | 0.00050681 | 0.00099925 | 0.00051366 | 0.038113 | 0.032897 | 0.0070628 | 0.0070628 | 0.0136 | 0.0136 | 0 | 0.027315 | 0.03139 | 0.031143 | 0.019684 | 0.0098657 | 0.013686 | 0.0083998 | 0.0087745 | 0.010514 | 0.0076879 | 0.0050681 | 0.0050681 | 0.0050681 | 0.5075 | 0.50775 | 0.5075 | 0.50775 | 0.5075 | 0.015334 | 0.014841 | 0.0090606 | 0.068637 | 0.0069828 | 0.0069828 | 0.053984 | 0.024975 | 0.13771 | 0.50975 | 0.010659 | 0.00050681 | 0.50275 | 0.50875 | 0.60375 | 0.00050688 | 0.0005005 | 0.5005 | 0.0075156 | 0.00054659 | 0.0005005 | 0.0070628 | 0.51698 | 0.010598 | 0.0069695 | 0.0069695 | 0.0069695 | 0.47045 | 0 | 0.020137 | 0.51025 | 0.51025 | 0.44761 | 0.0050681 | 0.47823 | 0.6165 | 0.644 | 0.77169 | 0.56425 | 0.505 | 0.505 | 0.505 | 0.5075 | 0.50775 | 0.5075 | 0.50775 | 0.5075 | 0.0069816 | 0.0069781 | 0.665 | 0.5125 | 0.5125 | 0.5125 | 0.5125 | 0.5125 | 0.5525 | 0.50975 | 0.010659 | 0.00050681 | 0.50275 | 0.50875 | 0.60375 | 0.00050688 | 0.0005005 | 0.5005 | 0.0075156 | 0.00054659 | 0.0005005 | 0.0070628 | 0.51698 | 0.010598 | 0.0069695 | 0.0069695 | 0.0069695 | 1 | 0 | 0.020137 | 0.51025 | 0.51025 | 0.44761 | 0.0050681 | 0.47823 | 0.6165 | 0.644 | 0.77169 | 0.56425 | 0.505 | 0.505 | 0.505 | 0.5075 | 0.50775 | 0.5075 | 0.50775 | 0.5075 | 0.0069816 | 0.0069781 | 0.665 | 0.5125 | 0.5125 | 0.5125 | 0.5125 | 0.5125 | 0.5525 | 0.50975 | 0.010659 | 0.00050681 | 0.45337 | 0.50875 | 0.60375 | 0.00050688 | 0.0005005 | 0.5005 | 0.0075156 | 0.00054659 | 0.00099923 | 0.0070628 | 0.51698 | 0.010598 | 0.0069695 | 0.0069695 | 0.0069695 | 0.47045 | 0 | 0.020137 | 0.51025 | 0.51025 | 0.44761 | 0.0050681 | 0.47823 | 0.6165 | 0.644 | 0.77169 | 0.56425 | 0.505 | 0.505 | 0.505 | 0.5075 | 0.50775 | 0.5075 | 0.50775 | 0.5075 | 0.0069816 | 0.0069781 | 0.665 | 0.5125 | 0.5125 | 0.5125 | 0.5125 | 0.5125 | 0.5525 | 0.14316 | 0.12145
8: Excess Anchor Loads | 0 | 0 | 0 | 0 | 0 | 0 | 0 | 0 | 0 | 0 | 0 | 0 | 0 | 0 | 0 | 0 | 0 | 0 | 0 | 0 | 0 | 0 | 0 | 0 | 0 | 0 | 0 | 0 | 0 | 0 | 0 | 0 | 0 | 0 | 0 | 0 | 0 | 0 | 0 | 0 | 0 | 0 | 0 | 0 | 0 | 0 | 0 | 0 | 0 | 0 | 0 | 0 | 0 | 0 | 0 | 0 | 0 | 0 | 0 | 0 | 0 | 0 | 0 | 0 | 0 | 0 | 0 | 0 | 0 | 0 | 0 | 0 | 0 | 0 | 0 | 0 | 0 | 0 | 0 | 0 | 0 | 0 | 0 | 0 | 0 | 0 | 0 | 0 | 0 | 0 | 0 | 0 | 0 | 0 | 0 | 0 | 0 | 0 | 0 | 0 | 0 | 0 | 0 | 0 | 0 | 0 | 0 | 0 | 0 | 0 | 0 | 0 | 0 | 0 | 0 | 0 | 0 | 0 | 0 | 0 | 0 | 0 | 0 | 0 | 0 | 0 | 0 | 0 | 0 | 0 | 0 | 0 | 0 | 0 | 0 | 0 | 0 | 0 | 0 | 0 | 0 | 0 | 0 | 0 | 0 | 0 | 0 | 0 | 0 | 0 | 0 | 0 | 0 | 0 | 0 | 0 | 0 | 0 | 0 | 0 | 0 | 0 | 0 | 0 | 0 | 0 | 0 | 0 | 0 | 0 | 0 | 0 | 0 | 0 | 0 | 0 | 0 | 0 | 0 | 0 | 0 | 0 | 0 | 0 | 0 | 0 | 0 | 0 | 0 | 0 | 0 | 0 | 0 | 0 | 0 | 0 | 0 | 0 | 0 | 0 | 0 | 0 | 0 | 0 | 0 | 0 | 0 | 0 | 0 | 0 | 0 | 0 | 0 | 0 | 0 | 0 | 0 | 0 | 0 | 0 | 0 | 0 | 0 | 0 | 0 | 0 | 0 | 0 | 0 | 0 | 0 | 0 | 0 | 0 | 0 | 0 | 0 | 0 | 0 | 0 | 0 | 0 | 0 | 0 | 0 | 0 | 0 | 0 | 0 | 0 | 0 | 0 | 0 | 0 | 0 | 0 | 0 | 0 | 0 | 0 | 0 | 0 | 0 | 0 | 0 | 0 | 0 | 0 | 0 | 0 | 0 | 0 | 0 | 0 | 0 | 0 | 0 | 0 | 0 | 0 | 0 | 0 | 0 | 0 | 0 | 0 | 0 | 0 | 0 | 0 | 0 | 0 | 0 | 0 | 0 | 0 | 0 | 0 | 0 | 0 | 0 | 0 | 0 | 0 | 0 | 0 | 0 | 0 | 0 | 0 | 0 | 0 | 0 | 0 | 0 | 0 | 0 | 0 | 0 | 0 | 0 | 0 | 0 | 0 | 0 | 0 | 0 | 0 | 0 | 0 | 0 | 0 | 0 | 0 | 0 | 0 | 0 | 0 | 0 | 0 | 0 | 0 | 0 | 0 | 0 | 0 | 0 | 0 | 0 | 0 | 0 | 0 | 0 | 0 | 0 | 0 | 0 | 0 | 0 | 0 | 0 | 0 | 0 | 0 | 0 | 0 | 0 | 0 | 0 | 0 | 0 | 0 | 0 | 0 | 0 | 0 | 0 | 0 | 0 | 0 | 0 | 0 | 0 | 0 | 0 | 0 | 0 | 0 | 0 | 0 | 0 | 0 | 0 | 0 | 0 | 1 | 0 | 0 | 0 | 0 | 0 | 0 | 0 | 0 | 0 | 0 | 0 | 0 | 0 | 0 | 0 | 0 | 0 | 0 | 0 | 0 | 0 | 0 | 0 | 0 | 0 | 0 | 0 | 0 | 0 | 0 | 0 | 0 | 0 | 0 | 0 | 0 | 0 | 0 | 0 | 0 | 0 | 0 | 0 | 0 | 0 | 0 | 0 | 0 | 0 | 0 | 0 | 0 | 0 | 0 | 0 | 0 | 0 | 0 | 0 | 0 | 0 | 0 | 0 | 0 | 0 | 0 | 0 | 0 | 0 | 0 | 0 | 0 | 0 | 0 | 0.0021277 | 0.0021277
8: Anchor dragging | 0.029771 | 0.067841 | 0.013605 | 0.0054261 | 0.017239 | 0.20339 | 0.00098657 | 0.0039804 | 0.00098657 | 0.091392 | 0.00098657 | 0.00099901 | 0.027271 | 0.041698 | 0.032341 | 0.013548 | 0.070768 | 0.013548 | 0.013548 | 0 | 0.026856 | 0.055539 | 0.055079 | 0.019516 | 0.0098657 | 0.020879 | 0.22838 | 0.28227 | 0.53247 | 0.12599 | 0.0098657 | 0.0098657 | 0.0098657 | 0.014789 | 0.015279 | 0.014789 | 0.015279 | 0.014789 | 0.014798 | 0.014336 | 0.32342 | 0.091555 | 0.024587 | 0.024587 | 0.066527 | 0.024963 | 0.14946 | 0.029771 | 0.067841 | 0.013605 | 0.0054261 | 0.017239 | 0.20339 | 0.00098657 | 0.0034716 | 0.00098657 | 0.091392 | 0.00098657 | 0.00099901 | 0.027271 | 0.034946 | 0.032341 | 0.070417 | 0.035999 | 0.047258 | 0.047258 | 0 | 0.027107 | 0.055539 | 0.055079 | 0.019516 | 0.0098657 | 0.020879 | 0.22838 | 0.28227 | 0.53247 | 0.12599 | 0.0098657 | 0.0098657 | 0.0098657 | 0.014789 | 0.015279 | 0.014789 | 0.015279 | 0.014789 | 0.015091 | 0.014612 | 0.32342 | 0.089371 | 0.024587 | 0.024587 | 0.064239 | 0.024963 | 0.14662 | 0.039034 | 0.017866 | 0.013605 | 0.0054261 | 0.033257 | 0.25924 | 0.00098654 | 0.00099901 | 0.00098657 | 0.091392 | 0.0020439 | 0.00099848 | 0.027271 | 0.041232 | 0.032905 | 0.013565 | 0.013565 | 0.027221 | 0.013548 | 0 | 0.027268 | 0.031056 | 0.031056 | 0.019516 | 0.0098657 | 0.027584 | 0.22838 | 0.28227 | 0.53247 | 0.12599 | 0.025475 | 0.025475 | 0.0098657 | 0.035779 | 0.043019 | 0.035779 | 0.036522 | 0.035779 | 0.015279 | 0.014789 | 0.32342 | 0.069506 | 0.024587 | 0.024587 | 0.055028 | 0.041365 | 0.13901 | 0.029771 | 0.067841 | 0.013605 | 0.0054261 | 0.017239 | 0.20339 | 0.00098657 | 0.0039804 | 0.00098657 | 0.091392 | 0.00098657 | 0.00099901 | 0.042091 | 0.041698 | 0.032341 | 0.013548 | 0.048059 | 0.013548 | 0.013548 | 0 | 0.02702 | 0.055539 | 0.055079 | 0.019516 | 0.0098657 | 0.020879 | 0.22838 | 0.28227 | 0.53247 | 0.12599 | 0.0098657 | 0.0098657 | 0.0098657 | 0.014789 | 0.015279 | 0.014789 | 0.015279 | 0.014789 | 0.014989 | 0.014516 | 0.32342 | 0.091555 | 0.024587 | 0.024587 | 0.066527 | 0.024963 | 0.14946 | 0.02977 | 0.067856 | 0.013605 | 0.0054274 | 0.017244 | 0.20349 | 0.00098681 | 0.003981 | 0.00098681 | 0.091434 | 0.00098681 | 0.00099901 | 0.027271 | 0.04836 | 0.032341 | 0.027375 | 0.013385 | 0.013549 | 0.013549 | 0 | 0.02727 | 0.055551 | 0.055091 | 0.019516 | 0.0098657 | 0.020883 | 0.22849 | 0.2824 | 0.53273 | 0.12605 | 0.0098681 | 0.0098681 | 0.0098681 | 0.028953 | 0.029699 | 0.028953 | 0.029699 | 0.028953 | 0.015281 | 0.014791 | 0.32357 |  | 0.024596 | 0.024596 | 0.068791 | 0.024963 | 0.15227 | 0.038495 | 0.017862 | 0.013605 | 0.0054261 | 0.026632 | 0.25402 | 0.00098973 | 0.00099901 | 0.00098657 | 0.091951 | 0.000916 | 0.00099904 | 0.026983 | 0.041255 | 0.032904 | 0.013609 | 0.013609 | 0.013564 | 0.013548 | 0 | 0.027268 | 0.031113 | 0.031113 | 0.019516 | 0.0098657 | 0.025167 | 0.22838 | 0.28226 | 0.53247 | 0.12599 | 0.020212 | 0.020212 | 0.0098657 | 0.029116 | 0.036468 | 0.029116 | 0.02986 | 0.029116 | 0.015279 | 0.014789 | 0.32341 | 0.069565 | 0.024587 | 0.024587 | 0.055062 | 0.04086 | 0.13905 | 0.03132 | 0.11836 | 0.013117 | 0.0027875 | 0.0069317 | 0.0082261 | 0.038207 | 0.00098973 | 0.00050681 | 0.54659 | 0.00050681 | 0.00099925 | 0.034357 | 0.033549 | 0.030794 | 0.0069781 | 0.02075 | 0.0069781 | 0.0069781 | 0 | 0.027217 | 0.12273 | 0.1225 | 0.019684 | 0.0098681 | 0.013686 | 0.0083998 | 0.0087745 | 0.010514 | 0.0076879 | 0.0050681 | 0.0050681 | 0.0050681 | 0.0069147 | 0.50775 | 0.0069147 | 0.0069181 | 0.5075 | 0.015219 | 0.014733 | 0.0090606 | 0.024185 | 0.0069828 | 0.0069828 | 0.024185 | 0.024975 | 0.10038 | 0.058565 | 0.018532 | 0.013612 | 0.0027875 | 0.50875 | 0.60375 | 0.00050688 | 0.00099925 | 0.00050681 | 0.0075156 | 0.039206 | 0.00097994 | 0.00051366 | 0.037821 | 0.033101 | 0.0069695 | 0.0069695 | 0.013609 | 0.471 | 0 | 0.027316 | 0.022548 | 0.022548 | 0.019684 | 0.0098657 | 0.22307 | 0.0083998 | 0.0087745 | 0.010514 | 0.0076879 | 0.39419 | 0.39419 | 0.0050681 | 0.5075 | 0.50775 | 0.5075 | 0.50775 | 0.5075 | 0.015335 | 0.014842 | 0.0090606 | 0.060511 | 0.0069828 | 0.0069828 | 0.049815 | 0.054926 | 0.1339 | 0.11482 | 0.11463 | 0.00050681 | 0.0027775 | 0.50875 | 0.60375 | 0.00051025 | 0.5005 | 0.000505 | 0.54659 | 0.06789 | 0.00096562 | 0.0070628 | 0.0071085 | 0.0071085 | 0.0069695 | 0.0069695 | 0.50688 | 0.0069816 | 0 | 1 | 0.010598 | 0.010598 | 0.51 | 0.0050681 | 0.0060375 | 0.6165 | 0.644 | 0.77169 | 0.56425 | 0.0050688 | 0.0050688 | 0.505 | 0.5075 | 0.0069816 | 0.5075 | 0.50775 | 0.0069781 | 0.0069816 | 0.0069781 | 0.665 | 0.012925 | 0.012925 | 0.012925 | 0.012925 | 0.010506 | 0.018767 | 0.076172 | 0.018532 | 0.00050681 | 0.40099 | 0.00050875 | 0.00060375 | 0.00051025 | 0.0005005 | 0.5005 | 0.0075156 | 0.076871 | 0.00096114 | 0.51366 | 0.00051698 | 0.010598 | 0.00050688 | 0.00050688 | 0.0069695 | 0.47045 | 0 | 0.020137 | 0.00051025 | 0.00051025 | 0.39148 | 0.0050681 | 0.47823 | 0.6165 | 0.644 | 0.77169 | 0.56425 | 0.505 | 0.505 | 0.505 | 0.5075 | 0.50775 | 0.5075 | 0.50775 | 0.5075 | 0.0069816 | 0.0069781 | 0.665 | 0.5125 | 0.5125 | 0.5125 | 0.5125 | 0.010506 | 0.5525 | 0.10326 | 0.059361
8: Change in cable profile | 0.029771 | 0.067841 | 0.013605 | 0.0054261 | 0.017239 | 0.20339 | 0.00098657 | 0.0034716 | 0.00098657 | 0.091392 | 0.00098657 | 0.00099901 | 0.028776 | 0.034946 | 0.032341 | 0.063118 | 0.028504 | 0.047303 | 0.047303 | 0 | 0.027161 | 0.055539 | 0.055079 | 0.019516 | 0.0098657 | 0.020879 | 0.22838 | 0.28227 | 0.53247 | 0.12599 | 0.0098657 | 0.0098657 | 0.0098657 | 0.014789 | 0.015279 | 0.014789 | 0.015279 | 0.014789 | 0.015154 | 0.014671 | 0.32342 | 0.089371 | 0.024587 | 0.024587 | 0.064239 | 0.024963 | 0.14662 | 0.029771 |  | 0.013605 | 0.0054261 | 0.017239 | 0.20339 | 0.00098657 | 0.0034208 | 0.00098657 | 0.091392 | 0.00098657 | 0.00099901 | 0.027271 | 0.056229 | 0.032341 | 0.043707 | 0.043707 | 0.013548 | 0.013548 | 0 | 0.027051 | 0.055539 | 0.055079 | 0.019516 | 0.0098657 | 0.020879 | 0.22838 | 0.28227 | 0.53247 | 0.12599 | 0.0098657 | 0.0098657 | 0.0098657 | 0.029189 | 0.029936 | 0.029189 | 0.029936 | 0.029189 | 0.015026 | 0.014551 | 0.32342 |  | 0.024587 | 0.024587 |  | 0.024963 |  | 0.029771 | 0.067841 | 0.013605 | 0.0054261 | 0.017239 | 0.20339 | 0.00098657 | 0.0034716 | 0.00098657 | 0.091392 | 0.00098657 | 0.00099901 | 0.028776 | 0.034946 | 0.032341 | 0.062625 | 0.0351 | 0.047303 | 0.047303 | 0 | 0.027113 | 0.055539 | 0.055079 | 0.019516 | 0.0098657 | 0.020879 | 0.22838 | 0.28227 | 0.53247 | 0.12599 | 0.0098657 | 0.0098657 | 0.0098657 | 0.014789 | 0.015279 | 0.014789 | 0.015279 | 0.014789 | 0.015098 | 0.014619 | 0.32342 | 0.089371 | 0.024587 | 0.024587 | 0.064239 | 0.024963 | 0.14662 | 0.029771 |  | 0.013605 | 0.0054261 | 0.017239 | 0.20339 | 0.00098657 |  | 0.00098657 | 0.091392 | 0.00098657 | 0.00099901 | 0.027271 | 0.047957 | 0.032341 | 0.02654 | 0.013385 | 0.013561 | 0.013561 | 0 | 0.02727 | 0.055539 | 0.055079 | 0.019516 | 0.0098657 | 0.020879 | 0.22838 | 0.28226 | 0.53247 | 0.12599 | 0.0098657 | 0.0098657 | 0.0098657 | 0.029191 | 0.029937 | 0.029191 | 0.029937 | 0.029191 | 0.015281 | 0.014791 | 0.32342 |  | 0.024587 | 0.024587 |  | 0.024963 |  | 0.029771 | 0.067841 | 0.013605 | 0.0054261 | 0.017239 | 0.20339 | 0.00098657 | 0.0034716 | 0.00098657 | 0.091392 | 0.00098657 | 0.00099901 | 0.028666 | 0.034946 | 0.032341 | 0.062631 | 0.035106 | 0.040697 | 0.040697 | 0 | 0.027113 | 0.055539 | 0.055079 | 0.019516 | 0.0098657 | 0.020879 | 0.22838 | 0.28226 | 0.53247 | 0.12599 | 0.0098657 | 0.0098657 | 0.0098657 | 0.014789 | 0.015279 | 0.014789 | 0.015279 | 0.014789 | 0.015098 | 0.014619 | 0.32341 | 0.089371 | 0.024587 | 0.024587 | 0.064239 | 0.024963 | 0.14662 | 0.02975 | 0.061796 | 0.013608 | 0.0054612 | 0.017375 | 0.20599 | 0.00075962 | 0.0038813 | 0.00099294 | 0.051713 | 0.00099294 | 0.000999 | 0.027284 | 0.15756 | 0.032449 | 0.25417 | 0.25417 | 0.013574 | 0.013574 | 0 | 0.025534 | 0.050872 | 0.050407 | 0.019514 | 0.0098657 | 0.020978 | 0.2313 | 0.2859 | 0.5394 | 0.12756 | 0.0099294 | 0.0099294 | 0.0099294 | 0.022841 | 0.023594 | 0.022841 | 0.023594 | 0.022841 | 0.013255 | 0.012884 | 0.32759 |  | 0.024821 | 0.024821 |  | 0.024963 |  | 0.03132 | 0.038604 | 0.013612 | 0.0027875 | 0.0069317 | 0.0082261 | 0.00050681 | 0.0022757 | 0.00050681 | 0.0074473 | 0.00050681 | 0.00099925 | 0.51366 | 0.034483 | 0.032897 | 0.5068 | 0.018784 | 0.48021 | 0.48021 | 0 | 0.027231 | 0.03139 | 0.031143 | 0.019684 | 0.0098657 | 0.013686 | 0.0083998 | 0.0087745 | 0.010514 | 0.0076879 | 0.0050681 | 0.0050681 | 0.0050681 | 0.0069147 | 0.0069181 | 0.0069147 | 0.0069181 | 0.0069147 | 0.015235 | 0.014748 | 0.0090606 | 0.067402 | 0.0069828 | 0.0069828 | 0.052723 | 0.024975 | 0.13614 | 0.03132 | 0.18544 | 0.00050681 | 0.0027875 | 0.0069317 | 0.0082261 | 0.00050688 | 0.5005 | 0.00050681 | 0.0075156 | 0.00050681 | 0.00099925 | 0.00051366 | 0.51698 | 0.021873 | 0.50688 | 0.50688 | 0.48806 | 0.46824 | 0 | 0.023708 | 0.51025 | 0.51025 | 0.019684 | 0.0099294 | 0.013686 | 0.0083998 | 0.0087745 | 0.010514 | 0.0076879 | 0.0050681 | 0.0050681 | 0.0050681 | 0.5075 | 0.50775 | 0.5075 | 0.50775 | 0.5075 | 0.01113 | 0.010883 | 0.0090606 | 0.44068 | 0.0069828 | 0.0069828 | 0.36486 | 0.024975 | 0.44721 | 0.033846 | 0.34767 | 0.00050681 | 0.0027875 | 0.50875 | 0.015094 | 0.00051025 | 0.0005005 | 0.5005 | 0.54659 | 0.00050681 | 0.00099925 | 0.51366 | 0.010598 | 0.010598 | 0.0071085 | 0.50687 | 0.50687 | 0.50687 | 0 | 0.50687 | 1 | 0.01046 | 0.01025 | 0.0050681 | 0.0060375 | 0.0083998 | 0.0087745 | 0.010514 | 0.0076879 | 0.505 | 0.505 | 0.0050681 | 0.0077548 | 0.0080133 | 0.0077548 | 0.0080133 | 0.0077548 | 0.0069816 | 0.0069781 | 0.013633 | 0.010506 | 0.010506 | 0.010506 | 0.5125 | 0.010506 | 0.5525 | 0.065918 | 0.36991 | 0.00050681 | 0.40099 | 0.00050875 | 0.00060375 | 0.00051025 | 0.0005005 | 0.5005 | 0.54659 | 0.072908 | 0.00096312 | 0.51366 | 0.00051698 | 0.010598 | 0.00050688 | 0.00050688 | 0.0069695 | 0.47045 | 0 | 0.020137 | 0.00051025 | 0.00051025 | 0.39148 | 0.0050681 | 0.47823 | 0.6165 | 0.644 | 0.77169 | 0.56425 | 0.505 | 0.505 | 0.505 | 0.5075 | 0.50775 | 0.5075 | 0.50775 | 0.5075 | 0.0069816 | 0.0069781 | 0.665 | 0.5125 | 0.5125 | 0.5125 | 0.5125 | 0.010506 | 0.5525 | 0.10794 | 0.10501
8: Excessive load on cable | 0.029771 | 0.067841 | 0.013605 | 0.0054261 | 0.017239 | 0.20339 | 0.00098657 | 0.0034716 | 0.00098657 | 0.091392 | 0.00098657 | 0.00099901 | 0.028291 | 0.034946 | 0.032341 | 0.056333 | 0.028504 | 0.040697 | 0.040697 | 0 | 0.027161 | 0.055539 | 0.055079 | 0.019516 | 0.0098657 | 0.020879 | 0.22838 | 0.28227 | 0.53247 | 0.12599 | 0.0098657 | 0.0098657 | 0.0098657 | 0.014789 | 0.015279 | 0.014789 | 0.015279 | 0.014789 | 0.015154 | 0.014671 | 0.32342 | 0.089371 | 0.024587 | 0.024587 | 0.064239 | 0.024963 | 0.14662 | 0.029771 | 0.067841 | 0.013605 | 0.0054261 | 0.017239 | 0.20339 | 0.00098657 | 0.0039804 | 0.00098657 | 0.091392 | 0.00098657 | 0.00099901 | 0.027271 | 0.041619 | 0.032341 | 0.013385 | 0.013385 | 0.013548 | 0.013548 | 0 | 0.02727 | 0.055539 | 0.055079 | 0.019516 | 0.0098657 | 0.020879 | 0.22838 | 0.28227 | 0.53247 | 0.12599 | 0.0098657 | 0.0098657 | 0.0098657 | 0.029189 | 0.029936 | 0.029189 | 0.029936 | 0.029189 | 0.015281 | 0.014791 | 0.32342 | 0.09153 | 0.024587 | 0.024587 | 0.066501 | 0.024963 | 0.14943 | 0.029771 | 0.067841 | 0.013605 | 0.0054261 | 0.017239 | 0.20339 | 0.00098657 | 0.0034716 | 0.00098657 | 0.091392 | 0.00098657 | 0.00099901 | 0.028291 | 0.034946 | 0.032341 | 0.056333 | 0.028504 | 0.040697 | 0.040697 | 0 | 0.027161 | 0.055539 | 0.055079 | 0.019516 | 0.0098657 | 0.020879 | 0.22838 | 0.28227 | 0.53247 | 0.12599 | 0.0098657 | 0.0098657 | 0.0098657 | 0.014789 | 0.015279 | 0.014789 | 0.015279 | 0.014789 | 0.015154 | 0.014671 | 0.32342 | 0.089371 | 0.024587 | 0.024587 | 0.064239 | 0.024963 | 0.14662 | 0.029771 | 0.067841 | 0.013605 | 0.0054261 | 0.017239 | 0.20339 | 0.00098657 | 0.0039804 | 0.00098657 | 0.091392 | 0.00098657 | 0.00099901 | 0.027271 | 0.041619 | 0.032341 | 0.013385 | 0.013385 | 0.013548 | 0.013548 | 0 | 0.02727 | 0.055539 | 0.055079 | 0.019516 | 0.0098657 | 0.020879 | 0.22838 | 0.28227 | 0.53247 | 0.12599 | 0.0098657 | 0.0098657 | 0.0098657 | 0.029189 | 0.029936 | 0.029189 | 0.029936 | 0.029189 | 0.015281 | 0.014791 | 0.32342 | 0.09153 | 0.024587 | 0.024587 | 0.066501 | 0.024963 | 0.14943 | 0.02975 | 0.068236 | 0.013605 | 0.0054612 | 0.017375 | 0.20599 | 0.00099294 | 0.0034875 | 0.00099294 | 0.092507 | 0.00099294 | 0.000999 | 0.028297 | 0.034952 | 0.032334 | 0.056649 | 0.028632 | 0.040884 | 0.040884 | 0 | 0.02716 | 0.055862 | 0.055399 | 0.019514 | 0.0098657 | 0.020978 | 0.2313 | 0.2859 | 0.5394 | 0.12756 | 0.0099294 | 0.0099294 | 0.0099294 | 0.014894 | 0.01539 | 0.014894 | 0.01539 | 0.014894 | 0.015153 | 0.01467 | 0.32759 | 0.089661 | 0.024821 | 0.024821 | 0.064393 | 0.024963 | 0.14676 | 0.02975 | 0.068236 | 0.013605 | 0.0054612 | 0.017375 | 0.20599 | 0.00099294 | 0.0039963 | 0.00099294 | 0.092507 | 0.00099294 | 0.000999 | 0.00051366 | 0.041709 | 0.032334 | 0.013559 | 0.013559 | 0.013548 | 0.013548 | 0 | 0.027268 | 0.055862 | 0.055399 | 0.019514 | 0.0098657 | 0.020978 | 0.2313 | 0.2859 | 0.5394 | 0.12756 | 0.0099294 | 0.0099294 | 0.0099294 | 0.015651 | 0.016164 | 0.015651 | 0.016164 | 0.015651 | 0.015279 | 0.01479 | 0.32759 | 0.091845 | 0.024821 | 0.024821 | 0.066682 | 0.024963 | 0.1496 | 0.03132 | 0.50975 | 0.00050681 | 0.0027875 | 0.0069317 | 0.0082261 | 0.00050681 | 0.5005 | 0.00050681 | 0.0074473 | 0.00050681 | 0.00099925 | 0.51366 | 0.51698 | 0.021873 | 0.50688 | 0.50687 | 0.026433 | 0.026433 | 0 | 0.023708 | 0.51025 | 0.51025 | 0.019684 | 0.0099294 | 0.47823 | 0.0083998 | 0.0087745 | 0.010514 | 0.0076879 | 0.0050681 | 0.0050681 | 0.0050681 | 0.0069147 | 0.0069181 | 0.0069147 | 0.0069181 | 0.0069147 | 0.01113 | 0.010883 | 0.0090606 | 0.44068 | 0.0069828 | 0.0069828 | 0.36486 | 0.024975 | 0.44721 | 0.03132 | 0.50975 | 0.00050681 | 0.0027875 | 0.0069317 | 0.0082261 | 0.00050681 | 0.5005 | 0.00050681 | 0.0074473 | 0.00050681 | 0.00099925 | 0.00051366 | 0.51698 | 0.021873 | 0.0070628 | 0.0070628 | 0.46928 | 0.46824 | 0 | 0.027315 | 0.51025 | 0.51025 | 0.019684 | 0.0099294 | 0.47823 | 0.0083998 | 0.0087745 | 0.010514 | 0.0076879 | 0.0050681 | 0.0050681 | 0.0050681 | 0.5075 | 0.50775 | 0.5075 | 0.50775 | 0.5075 | 0.015334 | 0.014841 | 0.0090606 | 0.44068 | 0.0069828 | 0.0069828 | 0.36486 | 0.024975 | 0.44721 | 0.033846 | 0.50975 | 0.00050681 | 0.0027875 | 0.00050875 | 0.60375 | 0.00051025 | 0.0005005 | 0.5005 | 0.54659 | 0.00050681 | 0.00099925 | 0.00051366 | 0.00051698 | 0.010598 | 0.00050688 | 0.00050688 | 0.0069695 | 0.47045 | 0 | 0.020137 | 0.51025 | 1 | 0.51 | 0.0050681 | 0.47823 | 0.0083998 | 0.0087745 | 0.010514 | 0.0076879 | 0.505 | 0.505 | 0.0050681 | 0.5075 | 0.50775 | 0.5075 | 0.50775 | 0.5075 | 0.0069816 | 0.0069781 | 0.013633 | 0.010506 | 0.010506 | 0.010506 | 0.010506 | 0.010506 | 0.011326 | 0.065918 | 0.50975 | 0.00050681 | 0.40099 | 0.00050875 | 0.00060375 | 0.00051025 | 0.0005005 | 0.5005 | 0.54659 | 0.072908 | 0.00096312 | 0.51366 | 0.00051698 | 0.010598 | 0.00050688 | 0.00050688 | 0.0069695 | 0.47045 | 0 | 0.020137 | 0.00051025 | 0.00051025 | 0.39148 | 0.0050681 | 0.47823 | 0.6165 | 0.644 | 0.77169 | 0.56425 | 0.505 | 0.505 | 0.505 | 0.5075 | 0.50775 | 0.5075 | 0.50775 | 0.5075 | 0.0069816 | 0.0069781 | 0.665 | 0.5125 | 0.5125 | 0.5125 | 0.5125 | 0.010506 | 0.5525 | 0.11537 | 0.10474
8: Array cable: Loss of connectivity | 0.029771 | 0.067841 | 0.013605 | 0.0054261 | 0.017239 | 0.20339 | 0.00098657 | 0.0039804 | 0.00098657 | 0.091392 | 0.00098657 | 0.00099901 | 0.027271 | 0.041698 | 0.032341 | 0.013548 | 0.070768 | 0.013548 | 0.013548 | 0 |  | 0.055539 | 0.055079 | 0.019516 | 0.0098657 | 0.020879 | 0.22838 | 0.28227 | 0.53247 | 0.12599 | 0.0098657 | 0.0098657 | 0.0098657 | 0.014789 | 0.015279 | 0.014789 | 0.015279 | 0.014789 | 0.014798 | 0.014336 | 0.32342 | 0.091555 | 0.024587 | 0.024587 | 0.066527 | 0.024963 | 0.14946 | 0.029771 | 0.067841 | 0.013605 | 0.0054261 | 0.017239 | 0.20339 | 0.00098657 | 0.0034716 | 0.00098657 | 0.091392 | 0.00098657 | 0.00099901 | 0.027271 | 0.034946 | 0.032341 | 0.070417 | 0.035999 | 0.047258 | 0.047258 | 0 | 0.027107 | 0.055539 | 0.055079 | 0.019516 | 0.0098657 | 0.020879 | 0.22838 | 0.28227 | 0.53247 | 0.12599 | 0.0098657 | 0.0098657 | 0.0098657 | 0.014789 | 0.015279 | 0.014789 | 0.015279 | 0.014789 | 0.015091 | 0.014612 | 0.32342 | 0.089371 | 0.024587 | 0.024587 | 0.064239 | 0.024963 | 0.14662 | 0.039034 | 0.017866 | 0.013605 | 0.0054261 | 0.033257 | 0.25924 | 0.00098654 | 0.00099901 | 0.00098657 | 0.091392 | 0.0020439 | 0.00099848 | 0.027271 | 0.041232 | 0.032905 | 0.013565 | 0.013565 | 0.027221 | 0.013548 | 0 | 0.027268 | 0.031056 | 0.031056 | 0.019516 | 0.0098657 | 0.027584 | 0.22838 | 0.28227 | 0.53247 | 0.12599 | 0.025475 | 0.025475 | 0.0098657 | 0.035779 | 0.043019 | 0.035779 | 0.036522 | 0.035779 | 0.015279 | 0.014789 | 0.32342 | 0.069506 | 0.024587 | 0.024587 | 0.055028 | 0.041365 | 0.13901 | 0.029771 | 0.067841 | 0.013605 | 0.0054261 | 0.017239 | 0.20339 | 0.00098657 | 0.0039804 | 0.00098657 | 0.091392 | 0.00098657 | 0.00099901 | 0.048125 | 0.041698 | 0.032341 | 0.013548 | 0.048071 | 0.013548 | 0.013548 | 0 | 0.02702 | 0.055539 | 0.055079 | 0.019516 | 0.0098657 | 0.020879 | 0.22838 | 0.28227 | 0.53247 | 0.12599 | 0.0098657 | 0.0098657 | 0.0098657 | 0.014789 | 0.015279 | 0.014789 | 0.015279 | 0.014789 | 0.014989 | 0.014516 | 0.32342 | 0.091555 | 0.024587 | 0.024587 | 0.066527 | 0.024963 | 0.14946 | 0.02977 | 0.067855 | 0.013605 | 0.0054274 | 0.017244 | 0.20349 | 0.0009868 | 0.0039831 | 0.0009868 | 0.091433 | 0.0009868 | 0.00099901 | 0.027271 | 0.047526 | 0.032341 | 0.025636 | 0.013385 | 0.013574 | 0.013574 | 0 | 0.02727 | 0.055551 | 0.055091 | 0.019516 | 0.0098657 | 0.020883 | 0.22848 | 0.2824 | 0.53273 | 0.12605 | 0.009868 | 0.009868 | 0.009868 | 0.028958 | 0.029705 | 0.028958 | 0.029705 | 0.028958 | 0.015281 | 0.014791 | 0.32357 | 0.093451 | 0.024595 | 0.024595 | 0.068508 | 0.024963 | 0.15192 | 0.028893 | 0.017862 | 0.013605 | 0.016621 | 0.026632 | 0.25402 | 0.00098973 | 0.00099901 | 0.0035244 | 0.091951 | 0.000916 | 0.00099904 | 0.026983 | 0.041255 | 0.032904 | 0.013609 | 0.013609 | 0.013564 | 0.085786 | 0 | 0.027268 | 0.031113 | 0.031113 | 0.10435 | 0.0098657 | 0.025167 | 0.25385 | 0.30843 | 0.56184 | 0.15016 | 0.020212 | 0.020212 | 0.02043 | 0.029116 | 0.036468 | 0.029116 | 0.02986 | 0.029116 | 0.015279 | 0.014789 | 0.38175 | 0.069565 | 0.082211 | 0.082211 | 0.055062 | 0.04086 | 0.13905 | 0.02975 | 0.13992 | 0.013128 | 0.0054612 | 0.017375 | 0.20599 | 0.03736 | 0.00050688 | 0.00099294 | 0.54659 | 0.00099294 | 0.000999 | 0.51366 | 0.0071085 | 0.03066 | 0.0069781 | 0.50688 | 0.0069781 | 0.0069781 | 0 | 0.023708 | 0.12858 | 0.12817 | 0.019514 | 0.009868 | 0.020978 | 0.2313 | 0.2859 | 0.5394 | 0.12756 | 0.0099294 | 0.0099294 | 0.0099294 | 0.014894 | 0.0069816 | 0.014894 | 0.01539 | 0.0069781 | 0.01113 | 0.010883 | 0.32759 | 0.024493 | 0.024821 | 0.024821 | 0.024493 | 0.024963 | 0.10262 | 0.02975 | 0.054819 | 0.013612 | 0.0054612 | 0.017375 | 0.20599 | 0.00050688 | 0.0032457 | 0.00099294 | 0.0075156 | 0.00099294 | 0.000999 | 0.00051366 | 0.27928 | 0.032573 | 0.50687 | 0.50687 | 0.27782 | 0.042213 | 0 | 0.023708 | 0.045464 | 0.044996 | 0.019514 | 0.0098657 | 0.020978 | 0.2313 | 0.2859 | 0.5394 | 0.12756 | 0.0099294 | 0.0099294 | 0.0099294 | 0.015651 | 0.016164 | 0.015651 | 0.016164 | 0.015651 | 0.01113 | 0.010883 | 0.32759 |  | 0.024821 | 0.024821 |  | 0.024963 |  | 0.50975 | 0.010659 | 0.00050681 | 0.0027775 | 0.008925 | 0.012075 | 0.00051025 | 0.09951 | 0.000505 | 0.0095654 | 0.00054659 | 0.0005005 | 0.51366 | 0.51698 | 0.010598 | 0.0075156 | 0.0075156 | 0.0069695 | 0.50687 | 0 | 0.50687 | 0.011205 | 0.011205 | 1 | 0.0099294 | 0.47823 | 0.6165 | 0.644 | 0.77169 | 0.56425 | 0.0054659 | 0.0054659 | 0.000505 | 0.5075 | 0.50775 | 0.5075 | 0.50775 | 0.5075 | 0.0069816 | 0.0069781 | 0.665 | 0.5125 | 0.5125 | 0.5125 | 0.010506 | 0.5125 | 0.011326 | 0.034606 | 0.14052 | 0.00050681 | 0.0057603 | 0.00050875 | 0.00060375 | 0.00051025 | 0.0005005 | 0.0012976 | 0.54659 | 0.0010473 | 0.00099898 | 0.51366 | 0.00051698 | 0.033608 | 0.00050688 | 0.00050688 | 0.013652 | 0.25784 | 0 | 0.027362 | 0.00051025 | 0.00051025 | 0.062625 | 0.0099294 | 0.011535 | 0.23581 | 0.29135 | 0.54924 | 0.13027 | 0.010695 | 0.010695 | 0.010473 | 0.15851 | 0.16502 | 0.15851 | 0.16377 | 0.15851 | 0.015389 | 0.014893 | 0.34198 | 0.026393 | 0.027023 | 0.027023 | 0.026007 | 0.024736 | 0.10787 | 0.090654 | 0.092175
8: Substation/grid interruption | 0.029771 | 0.067841 | 0.013605 | 0.0054261 | 0.017239 | 0.20339 | 0.00098657 | 0.0039804 | 0.00098657 | 0.091392 | 0.00098657 | 0.00099901 | 0.027271 | 0.041698 | 0.032341 | 0.013548 | 0.070768 | 0.013548 | 0.013548 | 0 |  | 0.055539 | 0.055079 | 0.019516 | 0.0098657 | 0.020879 | 0.22838 | 0.28227 | 0.53247 | 0.12599 | 0.0098657 | 0.0098657 | 0.0098657 | 0.014789 | 0.015279 | 0.014789 | 0.015279 | 0.014789 | 0.014798 | 0.014336 | 0.32342 | 0.091555 | 0.024587 | 0.024587 | 0.066527 | 0.024963 | 0.14946 | 0.029771 | 0.067841 | 0.013605 | 0.0054261 | 0.017239 | 0.20339 | 0.00098657 | 0.0034716 | 0.00098657 | 0.091392 | 0.00098657 | 0.00099901 | 0.027271 | 0.034946 | 0.032341 | 0.070417 | 0.035999 | 0.047258 | 0.047258 | 0 | 0.027107 | 0.055539 | 0.055079 | 0.019516 | 0.0098657 | 0.020879 | 0.22838 | 0.28227 | 0.53247 | 0.12599 | 0.0098657 | 0.0098657 | 0.0098657 | 0.014789 | 0.015279 | 0.014789 | 0.015279 | 0.014789 | 0.015091 | 0.014612 | 0.32342 | 0.089371 | 0.024587 | 0.024587 | 0.064239 | 0.024963 | 0.14662 | 0.039034 | 0.017866 | 0.013605 | 0.0054261 | 0.033257 | 0.25924 | 0.00098654 | 0.00099901 | 0.00098657 | 0.091392 | 0.0020439 | 0.00099848 | 0.027271 | 0.041232 | 0.032905 | 0.013565 | 0.013565 | 0.027221 | 0.013548 | 0 | 0.027268 | 0.031056 | 0.031056 | 0.019516 | 0.0098657 | 0.027584 | 0.22838 | 0.28227 | 0.53247 | 0.12599 | 0.025475 | 0.025475 | 0.0098657 | 0.035779 | 0.043019 | 0.035779 | 0.036522 | 0.035779 | 0.015279 | 0.014789 | 0.32342 | 0.069506 | 0.024587 | 0.024587 | 0.055028 | 0.041365 | 0.13901 | 0.029771 | 0.067841 | 0.013605 | 0.0054261 | 0.017239 | 0.20339 | 0.00098657 | 0.0039804 | 0.00098657 | 0.091392 | 0.00098657 | 0.00099901 | 0.048125 | 0.041698 | 0.032341 | 0.013548 | 0.048071 | 0.013548 | 0.013548 | 0 | 0.02702 | 0.055539 | 0.055079 | 0.019516 | 0.0098657 | 0.020879 | 0.22838 | 0.28227 | 0.53247 | 0.12599 | 0.0098657 | 0.0098657 | 0.0098657 | 0.014789 | 0.015279 | 0.014789 | 0.015279 | 0.014789 | 0.014989 | 0.014516 | 0.32342 | 0.091555 | 0.024587 | 0.024587 | 0.066527 | 0.024963 | 0.14946 | 0.029771 | 0.067841 | 0.013605 | 0.0054262 | 0.017239 | 0.2034 | 0.00098657 | 0.0039825 | 0.00098657 | 0.091393 | 0.00098657 | 0.00099901 | 0.027271 | 0.047526 | 0.032341 | 0.025636 | 0.013385 | 0.013574 | 0.013574 | 0 | 0.02727 | 0.055539 | 0.055079 | 0.019516 | 0.0098657 | 0.020879 | 0.22838 | 0.28227 | 0.53248 | 0.12599 | 0.0098657 | 0.0098657 | 0.0098657 | 0.029186 | 0.029932 | 0.029186 | 0.029932 | 0.029186 | 0.015281 | 0.014791 | 0.32342 | 0.093441 | 0.024587 | 0.024587 | 0.068503 | 0.024963 | 0.15191 | 0.028893 | 0.017862 | 0.013605 | 0.016621 | 0.026632 | 0.25402 | 0.00098973 | 0.00099901 | 0.0035244 | 0.091951 | 0.000916 | 0.00099904 | 0.026983 | 0.041255 | 0.032904 | 0.013609 | 0.013609 | 0.013564 | 0.085786 | 0 | 0.027268 | 0.031113 | 0.031113 |  | 0.0098657 | 0.025167 | 0.25385 | 0.30843 | 0.56184 | 0.15016 | 0.020212 | 0.020212 | 0.02043 | 0.029116 | 0.036468 | 0.029116 | 0.02986 | 0.029116 | 0.015279 | 0.014789 | 0.38175 | 0.069565 | 0.082211 | 0.082211 | 0.055062 | 0.04086 | 0.13905 | 0.02975 | 0.069491 | 0.013598 | 0.0054612 | 0.017375 | 0.20599 | 0.0015143 | 0.00098973 | 0.00099294 | 0.10045 | 0.00099294 | 0.000999 | 0.51366 | 0.0071085 | 0.032235 | 0.0069781 | 0.50687 | 0.0069781 | 0.0069781 | 0 | 0.023708 | 0.060141 | 0.059681 | 0.019514 | 0.0098657 | 0.020978 | 0.2313 | 0.2859 | 0.5394 | 0.12756 | 0.0099294 | 0.0099294 | 0.0099294 | 0.014894 | 0.0069816 | 0.014894 | 0.01539 | 0.0069781 | 0.01113 | 0.010883 | 0.32759 | 0.024493 | 0.024821 | 0.024821 | 0.024493 | 0.024963 | 0.10262 | 0.02975 | 0.054819 | 0.013612 | 0.0054612 | 0.017375 | 0.20599 | 0.00050688 | 0.0032457 | 0.00099294 | 0.0075156 | 0.00099294 | 0.000999 | 0.00051366 |  | 0.010598 | 0.50687 | 0.50687 | 0.27782 | 0.042213 | 0 |  |  |  | 0.019514 | 0.0098657 | 0.020978 | 0.2313 | 0.2859 | 0.5394 | 0.12756 | 0.0099294 | 0.0099294 | 0.0099294 | 0.015651 | 0.016164 | 0.015651 | 0.016164 | 0.015651 | 0.01113 | 0.010883 | 0.32759 | 0.48141 | 0.024821 | 0.024821 | 0.4484 | 0.024963 | 0.5525 | 0.0050975 | 0.0099401 | 0.00050681 | 0.037463 | 0.0050875 | 0.0060375 | 0.00051025 | 0.09951 | 0.000505 | 0.0095654 | 0.00054659 | 0.0005005 | 0.51366 | 0.51698 | 0.010598 | 0.0075156 | 0.0075156 | 0.0069695 | 0.50687 | 0 | 0.50687 | 0.011205 | 0.011205 | 0.51 | 1 | 0.00505 | 0.012022 | 0.012558 | 0.015048 | 0.011003 | 0.47411 | 0.0054659 | 0.505 | 0.5075 | 0.50775 | 0.5075 | 0.50775 | 0.5075 | 0.0069816 | 0.0069781 | 0.665 | 0.5125 | 0.5125 | 0.5125 | 0.010506 | 0.5125 | 0.011326 | 0.034606 | 0.14135 | 0.00050681 | 0.0057603 | 0.00050875 | 0.00060375 | 0.00051025 | 0.0005005 | 0.0012976 | 0.54659 | 0.0010473 | 0.00099898 | 0.51366 | 0.00051698 | 0.033608 | 0.00050688 | 0.00050688 | 0.013652 | 0.25784 | 0 | 0.027362 | 0.00051025 | 0.00051025 | 0.062625 | 0.0099294 | 0.011535 | 0.23581 | 0.29135 | 0.54924 | 0.13027 | 0.010695 | 0.010695 | 0.010473 | 0.15851 | 0.16502 | 0.15851 | 0.16377 | 0.15851 | 0.015389 | 0.014893 | 0.34198 | 0.026393 | 0.027023 | 0.027023 | 0.026007 | 0.024736 | 0.10787 | 0.087274 | 0.010875
8: Reduced AEP | 0 | 0 | 0 | 0 | 0 | 0 | 0 | 0 | 0 | 0 | 0 | 0 | 0 | 0 | 0 | 0 | 0 | 0 | 0 | 0 | 0 | 0 | 0 | 0 | 0 | 0 | 0 | 0 | 0 | 0 | 0 | 0 | 0 | 0 | 0 | 0 | 0 | 0 | 0 | 0 | 0 | 0 | 0 | 0 | 0 | 0 | 0 | 0 | 0 | 0 | 0 | 0 | 0 | 0 | 0 | 0 | 0 | 0 | 0 | 0 | 0 | 0 | 0 | 0 | 0 | 0 | 0 | 0 | 0 | 0 | 0 | 0 | 0 | 0 | 0 | 0 | 0 | 0 | 0 | 0 | 0 | 0 | 0 | 0 | 0 | 0 | 0 | 0 | 0 | 0 | 0 | 0 | 0 | 0 | 0 | 0 | 0 | 0 | 0 | 0 | 0 | 0 | 0 | 0 | 0 | 0 | 0 | 0 | 0 | 0 | 0 | 0 | 0 | 0 | 0 | 0 | 0 | 0 | 0 | 0 | 0 | 0 | 0 | 0 | 0 | 0 | 0 | 0 | 0 | 0 | 0 | 0 | 0 | 0 | 0 | 0 | 0 | 0 | 0 | 0 | 0 | 0 | 0 | 0 | 0 | 0 | 0 | 0 | 0 | 0 | 0 | 0 | 0 | 0 | 0 | 0 | 0 | 0 | 0 | 0 | 0 | 0 | 0 | 0 | 0 | 0 | 0 | 0 | 0 | 0 | 0 | 0 | 0 | 0 | 0 | 0 | 0 | 0 | 0 | 0 | 0 | 0 | 0 | 0 | 0 | 0 | 0 | 0 | 0 | 0 | 0 | 0 | 0 | 0 | 0 | 0 | 0 | 0 | 0 | 0 | 0 | 0 | 0 | 0 | 0 | 0 | 0 | 0 | 0 | 0 | 0 | 0 | 0 | 0 | 0 | 0 | 0 | 0 | 0 | 0 | 0 | 0 | 0 | 0 | 0 | 0 | 0 | 0 | 0 | 0 | 0 | 0 | 0 | 0 | 0 | 0 | 0 | 0 | 0 | 0 | 0 | 0 | 0 | 0 | 0 | 0 | 0 | 0 | 0 | 0 | 0 | 0 | 0 | 0 | 0 | 0 | 0 | 0 | 0 | 0 | 0 | 0 | 0 | 0 | 0 | 0 | 0 | 0 | 0 | 0 | 0 | 0 | 0 | 0 | 0 | 0 | 0 | 0 | 0 | 0 | 0 | 0 | 0 | 0 | 0 | 0 | 0 | 0 | 0 | 0 | 0 | 0 | 0 | 0 | 0 | 0 | 0 | 0 | 0 | 0 | 0 | 0 | 0 | 0 | 0 | 0 | 0 | 0 | 0 | 0 | 0 | 0 | 0 | 0 | 0 | 0 | 0 | 0 | 0 | 0 | 0 | 0 | 0 | 0 | 0 | 0 | 0 | 0 | 0 | 0 | 0 | 0 | 0 | 0 | 0 | 0 | 0 | 0 | 0 | 0 | 0 | 0 | 0 | 0 | 0 | 0 | 0 | 0 | 0 | 0 | 0 | 0 | 0 | 0 | 0 | 0 | 0 | 0 | 0 | 0 | 0 | 0 | 0 | 0 | 0 | 0 | 0 | 0 | 0 | 0 | 0 | 0 | 0 | 0 | 0 | 0 | 0 | 0 | 0 | 0 | 0 | 0 | 0 | 0 | 0 | 0 | 0 | 0 | 0 | 0 | 0 | 0 | 0 | 0 | 0 | 0 | 0 | 0 | 0 | 0 | 0 | 1 | 0 | 0 | 0 | 0 | 0 | 0 | 0 | 0 | 0 | 0 | 0 | 0 | 0 | 0 | 0 | 0 | 0 | 0 | 0 | 0 | 0 | 0 | 0 | 0 | 0 | 0 | 0 | 0 | 0 | 0 | 0 | 0 | 0 | 0 | 0 | 0 | 0 | 0 | 0 | 0 | 0 | 0 | 0 | 0 | 0 | 0 | 0 | 0 | 0 | 0 | 0 | 0 | 0 | 0 | 0 | 0 | 0 | 0 | 0 | 0 | 0 | 0 | 0 | 0 | 0 | 0 | 0 | 0 | 0.0021277 | 0.094381
8: RNA structural | 0.029771 | 0.067841 | 0.013605 | 0.0054261 | 0.017239 | 0.20339 | 0.00098657 | 0.0039804 | 0.00098657 | 0.091392 | 0.00098657 | 0.00099901 | 0.027271 | 0.041698 | 0.032341 | 0.013548 | 0.049029 | 0.013548 | 0.013548 | 0 | 0.027013 | 0.055539 | 0.055079 | 0.019516 | 0.0098657 | 0.020879 | 0.22838 | 0.28227 | 0.53247 | 0.12599 | 0.0098657 | 0.0098657 | 0.0098657 | 0.014789 | 0.015279 | 0.014789 | 0.015279 | 0.014789 | 0.014981 | 0.014509 | 0.32342 | 0.091555 | 0.024587 | 0.024587 | 0.066527 | 0.024963 | 0.14946 | 0.029771 | 0.067841 | 0.013605 | 0.0054261 | 0.017239 | 0.20339 | 0.00098657 | 0.0034716 | 0.00098657 | 0.091392 | 0.00098657 | 0.00099901 | 0.027271 | 0.041706 | 0.032341 | 0.013565 | 0.013565 | 0.047247 | 0.040697 | 0 | 0.027268 | 0.055539 | 0.055079 | 0.019516 | 0.0098657 | 0.020879 | 0.22838 | 0.28227 | 0.53247 | 0.12599 | 0.0098657 | 0.0098657 | 0.0098657 | 0.014789 | 0.015279 | 0.014789 | 0.015279 | 0.014789 | 0.015279 | 0.014789 | 0.32342 | 0.091558 | 0.024587 | 0.024587 | 0.06653 | 0.024963 | 0.14946 | 0.029771 | 0.067841 | 0.013605 | 0.0054261 | 0.017239 | 0.20339 | 0.00098657 | 0.0039804 | 0.00098657 | 0.091392 | 0.00098657 | 0.00099901 | 0.027271 | 0.041698 | 0.032341 | 0.013548 | 0.013565 | 0.013548 | 0.013548 | 0 | 0.027268 | 0.055539 | 0.055079 | 0.019516 | 0.0098657 | 0.020879 | 0.22838 | 0.28227 | 0.53247 | 0.12599 | 0.0098657 | 0.0098657 | 0.0098657 | 0.014789 | 0.015279 | 0.014789 | 0.015279 | 0.014789 | 0.015279 | 0.014789 | 0.32342 | 0.091555 | 0.024587 | 0.024587 | 0.066527 | 0.024963 | 0.14946 | 0.029771 | 0.067841 | 0.013605 | 0.0054261 | 0.017239 | 0.20339 | 0.00098657 | 0.0039804 | 0.00098657 | 0.091392 | 0.00098657 | 0.00099901 | 0.027271 | 0.041698 | 0.032341 | 0.013548 | 0.049041 | 0.013548 | 0.013548 | 0 | 0.027013 | 0.055539 | 0.055079 | 0.019516 | 0.0098657 | 0.020879 | 0.22838 | 0.28227 | 0.53247 | 0.12599 | 0.0098657 | 0.0098657 | 0.0098657 | 0.014789 | 0.015279 | 0.014789 | 0.015279 | 0.014789 | 0.014981 | 0.014509 | 0.32342 | 0.091555 | 0.024587 | 0.024587 | 0.066527 | 0.024963 | 0.14946 | 0.039034 | 0.017866 | 0.013605 | 0.0054262 | 0.033253 | 0.25923 | 0.00098651 | 0.00099901 | 0.00098657 | 0.091388 | 0.0020436 | 0.00099848 | 0.027271 | 0.041232 | 0.032905 | 0.013565 | 0.013565 | 0.027194 | 0.013549 | 0 | 0.027268 | 0.031056 | 0.031056 | 0.019516 | 0.0098657 | 0.027582 | 0.22838 | 0.28227 | 0.53248 | 0.12599 | 0.025472 | 0.025472 | 0.0098657 | 0.035776 | 0.043015 | 0.035776 | 0.036519 | 0.035776 | 0.015279 | 0.014789 | 0.32342 | 0.069505 | 0.024587 | 0.024587 | 0.055027 | 0.041364 | 0.13901 | 0.02975 | 0.068236 | 0.013605 | 0.0054612 | 0.017375 | 0.20599 | 0.00099294 | 0.0039982 | 0.00099294 | 0.092507 | 0.00099294 | 0.000999 | 0.026983 | 0.041729 | 0.032334 | 0.0136 | 0.013609 | 0.0136 | 0.0136 | 0 | 0.027268 | 0.055862 | 0.055399 | 0.019514 | 0.0098657 | 0.020978 | 0.2313 | 0.2859 | 0.5394 | 0.12756 | 0.0099294 | 0.0099294 | 0.0099294 | 0.014894 | 0.01539 | 0.014894 | 0.01539 | 0.014894 | 0.015279 | 0.014789 | 0.32759 | 0.091852 | 0.024821 | 0.024821 | 0.066689 | 0.024963 | 0.14961 | 0.02975 |  | 0.013598 | 0.0054612 | 0.017375 | 0.20599 | 0.001539 | 0.00098973 | 0.00099294 | 0.101 | 0.00099294 | 0.000999 | 0.00051366 | 0.033549 | 0.010598 | 0.0069781 | 0.021021 | 0.0069781 | 0.0069781 | 0 | 0.027215 |  | 0.069491 | 0.019514 | 0.0098657 | 0.020978 | 0.2313 | 0.2859 | 0.5394 | 0.12756 | 0.0099294 | 0.0099294 | 0.0099294 | 0.015651 | 0.019651 | 0.015651 | 0.016164 | 0.019137 | 0.015217 | 0.01473 | 0.32759 | 0.024185 | 0.024821 | 0.024821 | 0.024185 | 0.024963 | 0.10038 | 0.025187 | 0.010659 | 0.00050681 | 0.14466 | 0.50875 | 0.60375 | 0.00050688 | 0.0005005 | 0.02655 | 0.0075156 | 0.00054659 | 0.00099923 | 0.0070628 | 0.51698 | 0.021873 | 0.0069695 | 0.0069695 | 0.0069695 | 0.47045 | 0 | 0.020137 | 0.51025 | 0.51025 |  | 0.0099294 | 0.22307 | 0.24129 | 0.2968 | 0.55457 | 0.13581 | 0.505 | 0.505 | 0.010746 | 0.5075 | 0.50775 | 0.5075 | 0.50775 | 0.5075 | 0.0069816 | 0.0069781 | 0.62755 | 0.44068 | 0.44131 | 0.44131 | 0.36486 | 0.27401 | 0.44721 | 0.0099401 | 0.012022 | 0.00050681 | 0.0033908 | 0.010789 | 0.12792 | 0.1411 | 0.19656 | 0.09951 | 0.0095654 | 0.00054659 | 0.0005005 | 0.51366 | 0.51698 | 0.010598 | 0.50687 | 0.50688 | 0.50687 | 0.50687 | 0 | 0.50687 | 0.51025 | 0.51025 | 0.01025 | 0.0099294 | 0.47823 | 1 | 0.644 | 0.77169 | 0.56425 | 0.505 | 0.0027775 | 0.0027775 | 0.0027912 | 0.0027926 | 0.0027912 | 0.0027926 | 0.0027912 | 0.0069816 | 0.0069781 | 0.0036575 | 0.5125 | 0.0028187 | 0.0028187 | 0.010506 | 0.5125 | 0.011326 | 0.025187 | 0.010659 | 0.00050681 | 0.14466 | 0.50875 | 0.60375 | 0.00050688 | 0.0005005 | 0.02655 | 0.0075156 | 0.00054659 | 0.00099923 | 0.0070628 | 0.51698 | 0.021873 | 0.0069695 | 0.0069695 | 0.0069695 | 0.47045 | 0 | 0.020137 | 0.51025 | 0.51025 |  | 0.0099294 | 0.22307 | 0.24129 | 0.2968 | 0.55457 | 0.13581 | 0.505 | 0.505 | 0.010746 | 0.5075 | 0.50775 | 0.5075 | 0.50775 | 0.5075 | 0.0069816 | 0.0069781 | 0.62755 | 0.44068 | 0.44131 | 0.44131 | 0.36486 | 0.27401 | 0.44721 | 0.11318 | 0.2348
8: generator & gearbox | 0.029771 | 0.067841 | 0.013605 | 0.0054261 | 0.017239 | 0.20339 | 0.00098657 | 0.0039804 | 0.00098657 | 0.091392 | 0.00098657 | 0.00099901 | 0.027271 | 0.041698 | 0.032341 | 0.013548 | 0.070768 | 0.013548 | 0.013548 | 0 |  | 0.055539 | 0.055079 | 0.019516 | 0.0098657 | 0.020879 | 0.22838 | 0.28227 | 0.53247 | 0.12599 | 0.0098657 | 0.0098657 | 0.0098657 | 0.014789 | 0.015279 | 0.014789 | 0.015279 | 0.014789 | 0.014798 | 0.014336 | 0.32342 | 0.091555 | 0.024587 | 0.024587 | 0.066527 | 0.024963 | 0.14946 | 0.029771 | 0.067841 | 0.013605 | 0.0054261 | 0.017239 | 0.20339 | 0.00098657 | 0.0034716 | 0.00098657 | 0.091392 | 0.00098657 | 0.00099901 | 0.027271 | 0.034946 | 0.032341 | 0.070417 | 0.035999 | 0.047258 | 0.047258 | 0 | 0.027107 | 0.055539 | 0.055079 | 0.019516 | 0.0098657 | 0.020879 | 0.22838 | 0.28227 | 0.53247 | 0.12599 | 0.0098657 | 0.0098657 | 0.0098657 | 0.014789 | 0.015279 | 0.014789 | 0.015279 | 0.014789 | 0.015091 | 0.014612 | 0.32342 | 0.089371 | 0.024587 | 0.024587 | 0.064239 | 0.024963 | 0.14662 | 0.039034 | 0.017866 | 0.013605 | 0.0054261 | 0.033257 | 0.25924 | 0.00098654 | 0.00099901 | 0.00098657 | 0.091392 | 0.0020439 | 0.00099848 | 0.027271 | 0.041232 | 0.032905 | 0.013565 | 0.013565 | 0.027221 | 0.013548 | 0 | 0.027268 | 0.031056 | 0.031056 | 0.019516 | 0.0098657 | 0.027584 | 0.22838 | 0.28227 | 0.53247 | 0.12599 | 0.025475 | 0.025475 | 0.0098657 | 0.035779 | 0.043019 | 0.035779 | 0.036522 | 0.035779 | 0.015279 | 0.014789 | 0.32342 | 0.069506 | 0.024587 | 0.024587 | 0.055028 | 0.041365 | 0.13901 | 0.029771 | 0.067841 | 0.013605 | 0.0054261 | 0.017239 | 0.20339 | 0.00098657 | 0.0039804 | 0.00098657 | 0.091392 | 0.00098657 | 0.00099901 | 0.048125 | 0.041698 | 0.032341 | 0.013548 | 0.048071 | 0.013548 | 0.013548 | 0 | 0.02702 | 0.055539 | 0.055079 | 0.019516 | 0.0098657 | 0.020879 | 0.22838 | 0.28227 | 0.53247 | 0.12599 | 0.0098657 | 0.0098657 | 0.0098657 | 0.014789 | 0.015279 | 0.014789 | 0.015279 | 0.014789 | 0.014989 | 0.014516 | 0.32342 | 0.091555 | 0.024587 | 0.024587 | 0.066527 | 0.024963 | 0.14946 | 0.02977 | 0.067855 | 0.013605 | 0.0054274 | 0.017244 | 0.20349 | 0.0009868 | 0.0039831 | 0.0009868 | 0.091433 | 0.0009868 | 0.00099901 | 0.027271 | 0.047526 | 0.032341 | 0.025636 | 0.013385 | 0.013574 | 0.013574 | 0 | 0.02727 | 0.055551 | 0.055091 | 0.019516 | 0.0098657 | 0.020883 | 0.22848 | 0.2824 | 0.53273 | 0.12605 | 0.009868 | 0.009868 | 0.009868 | 0.028958 | 0.029705 | 0.028958 | 0.029705 | 0.028958 | 0.015281 | 0.014791 | 0.32357 | 0.093451 | 0.024595 | 0.024595 | 0.068508 | 0.024963 | 0.15192 | 0.028893 | 0.017862 | 0.013605 | 0.016621 | 0.026632 | 0.25402 | 0.00098973 | 0.00099901 | 0.0035244 | 0.091951 | 0.000916 | 0.00099904 | 0.026983 | 0.041255 | 0.032904 | 0.013609 | 0.013609 | 0.013564 | 0.085786 | 0 | 0.027268 | 0.031113 | 0.031113 | 0.10435 | 0.0098657 | 0.025167 | 0.25385 | 0.30843 | 0.56184 | 0.15016 | 0.020212 | 0.020212 | 0.02043 | 0.029116 | 0.036468 | 0.029116 | 0.02986 | 0.029116 | 0.015279 | 0.014789 | 0.38175 | 0.069565 | 0.082211 | 0.082211 | 0.055062 | 0.04086 | 0.13905 | 0.02975 | 0.13992 | 0.013128 | 0.0054612 | 0.017375 | 0.20599 | 0.03736 | 0.00050688 | 0.00099294 | 0.54659 | 0.00099294 | 0.000999 | 0.51366 | 0.0071085 | 0.03066 | 0.0069781 | 0.50687 | 0.0069781 | 0.0069781 | 0 | 0.023708 | 0.12858 | 0.12817 | 0.019514 | 0.009868 | 0.020978 | 0.2313 | 0.2859 | 0.5394 | 0.12756 | 0.0099294 | 0.0099294 | 0.0099294 | 0.014894 | 0.0069816 | 0.014894 | 0.01539 | 0.0069781 | 0.01113 | 0.010883 | 0.32759 | 0.024493 | 0.024821 | 0.024821 | 0.024493 | 0.024963 | 0.10262 | 0.02975 | 0.054819 | 0.013612 | 0.0054612 | 0.017375 | 0.20599 | 0.00050688 | 0.0032457 | 0.00099294 | 0.0075156 | 0.00099294 | 0.000999 | 0.00051366 | 0.27928 | 0.032573 | 0.50687 | 0.50687 | 0.27782 | 0.042213 | 0 | 0.023708 | 0.045464 | 0.044996 | 0.019514 | 0.0098657 | 0.020978 | 0.2313 | 0.2859 | 0.5394 | 0.12756 | 0.0099294 | 0.0099294 | 0.0099294 | 0.015651 | 0.016164 | 0.015651 | 0.016164 | 0.015651 | 0.01113 | 0.010883 | 0.32759 |  | 0.024821 | 0.024821 |  | 0.024963 |  | 0.50975 | 0.010659 | 0.00050681 | 0.0027775 | 0.01127 | 0.13363 | 0.00051025 | 0.09951 | 0.000505 | 0.0095654 | 0.00054659 | 0.0005005 | 0.51366 | 0.51698 | 0.010598 | 0.0075156 | 0.0075156 | 0.0069695 | 0.50687 | 0 | 0.50687 | 0.011205 | 0.011205 | 0.51 | 0.0099294 | 0.47823 | 0.6165 | 1 | 0.77169 | 0.56425 | 0.0054659 | 0.0054659 | 0.000505 | 0.5075 | 0.50775 | 0.5075 | 0.50775 | 0.5075 | 0.0069816 | 0.0069781 | 0.665 | 0.5125 | 0.5125 | 0.5125 | 0.010506 | 0.5125 | 0.011326 | 0.034606 | 0.14052 | 0.00050681 | 0.0057603 | 0.00050875 | 0.00060375 | 0.00051025 | 0.0005005 | 0.0012976 | 0.54659 | 0.0010473 | 0.00099898 | 0.51366 | 0.00051698 | 0.033608 | 0.00050688 | 0.00050688 | 0.013652 | 0.25784 | 0 | 0.027362 | 0.00051025 | 0.00051025 | 0.062625 | 0.0099294 | 0.011535 | 0.23581 | 0.29135 | 0.54924 | 0.13027 | 0.010695 | 0.010695 | 0.010473 | 0.15851 | 0.16502 | 0.15851 | 0.16377 | 0.15851 | 0.015389 | 0.014893 | 0.34198 | 0.026393 | 0.027023 | 0.027023 | 0.026007 | 0.024736 | 0.10787 | 0.090632 | 0.27582
8: turbine controls | 0.029771 | 0.067841 | 0.013605 | 0.0054261 | 0.017239 | 0.20339 | 0.00098657 | 0.0039804 | 0.00098657 | 0.091392 | 0.00098657 | 0.00099901 | 0.027271 | 0.041698 | 0.032341 | 0.013548 | 0.070768 | 0.013548 | 0.013548 | 0 |  | 0.055539 | 0.055079 | 0.019516 | 0.0098657 | 0.020879 | 0.22838 | 0.28227 | 0.53247 | 0.12599 | 0.0098657 | 0.0098657 | 0.0098657 | 0.014789 | 0.015279 | 0.014789 | 0.015279 | 0.014789 | 0.014798 | 0.014336 | 0.32342 | 0.091555 | 0.024587 | 0.024587 | 0.066527 | 0.024963 | 0.14946 | 0.029771 | 0.067841 | 0.013605 | 0.0054261 | 0.017239 | 0.20339 | 0.00098657 | 0.0034716 | 0.00098657 | 0.091392 | 0.00098657 | 0.00099901 | 0.027271 | 0.034946 | 0.032341 | 0.070417 | 0.035999 | 0.047258 | 0.047258 | 0 | 0.027107 | 0.055539 | 0.055079 | 0.019516 | 0.0098657 | 0.020879 | 0.22838 | 0.28227 | 0.53247 | 0.12599 | 0.0098657 | 0.0098657 | 0.0098657 | 0.014789 | 0.015279 | 0.014789 | 0.015279 | 0.014789 | 0.015091 | 0.014612 | 0.32342 | 0.089371 | 0.024587 | 0.024587 | 0.064239 | 0.024963 | 0.14662 | 0.039034 | 0.017866 | 0.013605 | 0.0054261 | 0.033257 | 0.25924 | 0.00098654 | 0.00099901 | 0.00098657 | 0.091392 | 0.0020439 | 0.00099848 | 0.027271 | 0.041232 | 0.032905 | 0.013565 | 0.013565 | 0.027221 | 0.013548 | 0 | 0.027268 | 0.031056 | 0.031056 | 0.019516 | 0.0098657 | 0.027584 | 0.22838 | 0.28227 | 0.53247 | 0.12599 | 0.025475 | 0.025475 | 0.0098657 | 0.035779 | 0.043019 | 0.035779 | 0.036522 | 0.035779 | 0.015279 | 0.014789 | 0.32342 | 0.069506 | 0.024587 | 0.024587 | 0.055028 | 0.041365 | 0.13901 | 0.029771 | 0.067841 | 0.013605 | 0.0054261 | 0.017239 | 0.20339 | 0.00098657 | 0.0039804 | 0.00098657 | 0.091392 | 0.00098657 | 0.00099901 | 0.048125 | 0.041698 | 0.032341 | 0.013548 | 0.048071 | 0.013548 | 0.013548 | 0 | 0.02702 | 0.055539 | 0.055079 | 0.019516 | 0.0098657 | 0.020879 | 0.22838 | 0.28227 | 0.53247 | 0.12599 | 0.0098657 | 0.0098657 | 0.0098657 | 0.014789 | 0.015279 | 0.014789 | 0.015279 | 0.014789 | 0.014989 | 0.014516 | 0.32342 | 0.091555 | 0.024587 | 0.024587 | 0.066527 | 0.024963 | 0.14946 | 0.02977 | 0.067855 | 0.013605 | 0.0054274 | 0.017244 | 0.20349 | 0.0009868 | 0.0039831 | 0.0009868 | 0.091433 | 0.0009868 | 0.00099901 | 0.027271 | 0.047526 | 0.032341 | 0.025636 | 0.013385 | 0.013574 | 0.013574 | 0 | 0.02727 | 0.055551 | 0.055091 | 0.019516 | 0.0098657 | 0.020883 | 0.22848 | 0.2824 | 0.53273 | 0.12605 | 0.009868 | 0.009868 | 0.009868 | 0.028958 | 0.029705 | 0.028958 | 0.029705 | 0.028958 | 0.015281 | 0.014791 | 0.32357 | 0.093451 | 0.024595 | 0.024595 | 0.068508 | 0.024963 | 0.15192 | 0.028893 | 0.017862 | 0.013605 | 0.016621 | 0.026632 | 0.25402 | 0.00098973 | 0.00099901 | 0.0035244 | 0.091951 | 0.000916 | 0.00099904 | 0.026983 | 0.041255 | 0.032904 | 0.013609 | 0.013609 | 0.013564 | 0.085786 | 0 | 0.027268 | 0.031113 | 0.031113 | 0.10435 | 0.0098657 | 0.025167 | 0.25385 | 0.30843 | 0.56184 | 0.15016 | 0.020212 | 0.020212 | 0.02043 | 0.029116 | 0.036468 | 0.029116 | 0.02986 | 0.029116 | 0.015279 | 0.014789 | 0.38175 | 0.069565 | 0.082211 | 0.082211 | 0.055062 | 0.04086 | 0.13905 | 0.02975 | 0.13992 | 0.013128 | 0.0054612 | 0.017375 | 0.20599 | 0.03736 | 0.00050688 | 0.00099294 | 0.54659 | 0.00099294 | 0.000999 | 0.51366 | 0.0071085 | 0.03066 | 0.0069781 | 0.50687 | 0.0069781 | 0.0069781 | 0 | 0.023708 | 0.12858 | 0.12817 | 0.019514 | 0.009868 | 0.020978 | 0.2313 | 0.2859 | 0.5394 | 0.12756 | 0.0099294 | 0.0099294 | 0.0099294 | 0.014894 | 0.0069816 | 0.014894 | 0.01539 | 0.0069781 | 0.01113 | 0.010883 | 0.32759 | 0.024493 | 0.024821 | 0.024821 | 0.024493 | 0.024963 | 0.10262 | 0.02975 | 0.054819 | 0.013612 | 0.0054612 | 0.017375 | 0.20599 | 0.00050688 | 0.0032457 | 0.00099294 | 0.0075156 | 0.00099294 | 0.000999 | 0.00051366 | 0.27928 | 0.032573 | 0.50687 | 0.50687 | 0.27782 | 0.042213 | 0 | 0.023708 | 0.045464 | 0.044996 | 0.019514 | 0.0098657 | 0.020978 | 0.2313 | 0.2859 | 0.5394 | 0.12756 | 0.0099294 | 0.0099294 | 0.0099294 | 0.015651 | 0.016164 | 0.015651 | 0.016164 | 0.015651 | 0.01113 | 0.010883 | 0.32759 |  | 0.024821 | 0.024821 |  | 0.024963 |  | 0.015048 | 0.015048 | 0.00050681 | 0.50275 | 0.013505 | 0.16013 | 0.00051025 | 0.000505 | 0.000505 | 0.0095654 | 0.00054659 | 0.0005005 | 0.51366 | 0.51698 | 0.010598 | 0.0075156 | 0.0075156 | 0.0069695 | 0.50687 | 0 | 0.50687 | 0.011205 | 0.011205 | 0.51 | 0.0099294 | 0.47823 | 0.6165 | 0.644 | 1 | 0.56425 | 0.0050975 | 0.0054659 | 0.505 | 0.5075 | 0.50775 | 0.5075 | 0.50775 | 0.5075 | 0.0069816 | 0.0069781 | 0.665 | 0.5125 | 0.5125 | 0.5125 | 0.010506 | 0.5125 | 0.011326 | 0.034606 | 0.14052 | 0.00050681 | 0.0057603 | 0.00050875 | 0.00060375 | 0.00051025 | 0.0005005 | 0.0012976 | 0.54659 | 0.0010473 | 0.00099898 | 0.51366 | 0.00051698 | 0.033608 | 0.00050688 | 0.00050688 | 0.013652 | 0.25784 | 0 | 0.027362 | 0.00051025 | 0.00051025 | 0.062625 | 0.0099294 | 0.011535 | 0.23581 | 0.29135 | 0.54924 | 0.13027 | 0.010695 | 0.010695 | 0.010473 | 0.15851 | 0.16502 | 0.15851 | 0.16377 | 0.15851 | 0.015389 | 0.014893 | 0.34198 | 0.026393 | 0.027023 | 0.027023 | 0.026007 | 0.024736 | 0.10787 | 0.09131 | 0.46624
8: tower structural | 0.029771 | 0.067841 | 0.013605 | 0.0054261 | 0.017239 | 0.20339 | 0.00098657 | 0.0039804 | 0.00098657 | 0.091392 | 0.00098657 | 0.00099901 | 0.027271 | 0.041698 | 0.032341 | 0.013548 | 0.049029 | 0.013548 | 0.013548 | 0 | 0.027017 | 0.055539 | 0.055079 | 0.019516 | 0.0098657 | 0.020879 | 0.22838 | 0.28227 | 0.53247 | 0.12599 | 0.0098657 | 0.0098657 | 0.0098657 | 0.014789 | 0.015279 | 0.014789 | 0.015279 | 0.014789 | 0.014981 | 0.014509 | 0.32342 | 0.091555 | 0.024587 | 0.024587 | 0.066527 | 0.024963 | 0.14946 | 0.029771 | 0.067841 | 0.013605 | 0.0054261 | 0.017239 | 0.20339 | 0.00098657 | 0.0034716 | 0.00098657 | 0.091392 | 0.00098657 | 0.00099901 | 0.027271 | 0.041706 | 0.032341 | 0.013565 | 0.013565 | 0.047247 | 0.040697 | 0 | 0.027268 | 0.055539 | 0.055079 | 0.019516 | 0.0098657 | 0.020879 | 0.22838 | 0.28227 | 0.53247 | 0.12599 | 0.0098657 | 0.0098657 | 0.0098657 | 0.014789 | 0.015279 | 0.014789 | 0.015279 | 0.014789 | 0.015279 | 0.014789 | 0.32342 |  | 0.024587 | 0.024587 | 0.06653 | 0.024963 | 0.14946 | 0.029771 | 0.067841 | 0.013605 | 0.0054261 | 0.017239 | 0.20339 | 0.00098657 | 0.0039804 | 0.00098657 | 0.091392 | 0.00098657 | 0.00099901 | 0.027271 | 0.041698 | 0.032341 | 0.013548 | 0.013565 | 0.013548 | 0.013548 | 0 | 0.027268 | 0.055539 | 0.055079 | 0.019516 | 0.0098657 | 0.020879 | 0.22838 | 0.28227 | 0.53247 | 0.12599 | 0.0098657 | 0.0098657 | 0.0098657 | 0.014789 | 0.015279 | 0.014789 | 0.015279 | 0.014789 | 0.015279 | 0.014789 | 0.32342 | 0.091555 | 0.024587 | 0.024587 | 0.066527 | 0.024963 | 0.14946 | 0.029771 | 0.067841 | 0.013605 | 0.0054261 | 0.017239 | 0.20339 | 0.00098657 | 0.0039804 | 0.00098657 | 0.091392 | 0.00098657 | 0.00099901 | 0.027271 | 0.041698 | 0.032341 | 0.013548 | 0.049041 | 0.013548 | 0.013548 | 0 |  | 0.055539 | 0.055079 | 0.019516 | 0.0098657 | 0.020879 | 0.22838 | 0.28227 | 0.53247 | 0.12599 | 0.0098657 | 0.0098657 | 0.0098657 | 0.014789 | 0.015279 | 0.014789 | 0.015279 | 0.014789 | 0.014981 | 0.014509 | 0.32342 | 0.091555 | 0.024587 | 0.024587 | 0.066527 | 0.024963 | 0.14946 | 0.039034 | 0.017866 | 0.013605 | 0.0054262 | 0.033253 | 0.25923 | 0.00098651 | 0.00099901 | 0.00098657 | 0.091388 | 0.0020436 | 0.00099848 | 0.027271 | 0.041232 | 0.032905 | 0.013565 | 0.013565 | 0.027194 | 0.013549 | 0 | 0.027268 | 0.031056 | 0.031056 | 0.019516 | 0.0098657 | 0.027582 | 0.22838 | 0.28227 | 0.53248 | 0.12599 | 0.025472 | 0.025472 | 0.0098657 | 0.035776 | 0.043015 | 0.035776 | 0.036519 | 0.035776 | 0.015279 | 0.014789 | 0.32342 | 0.069505 | 0.024587 | 0.024587 | 0.055027 | 0.041364 | 0.13901 | 0.02975 | 0.068236 | 0.013605 | 0.0054612 | 0.017375 | 0.20599 | 0.00099294 | 0.0039982 | 0.00099294 | 0.092507 | 0.00099294 | 0.000999 | 0.026983 | 0.041729 | 0.032334 | 0.0136 | 0.013609 | 0.0136 | 0.0136 | 0 | 0.027268 | 0.055862 | 0.055399 | 0.019514 | 0.0098657 | 0.020978 | 0.2313 | 0.2859 | 0.5394 | 0.12756 | 0.0099294 | 0.0099294 | 0.0099294 | 0.014894 | 0.01539 | 0.014894 | 0.01539 | 0.014894 | 0.015279 | 0.014789 | 0.32759 |  | 0.024821 | 0.024821 | 0.066689 | 0.024963 | 0.14961 | 0.02975 |  | 0.013598 | 0.0054612 | 0.017375 | 0.20599 | 0.001539 | 0.00098973 | 0.00099294 | 0.101 | 0.00099294 | 0.000999 | 0.00051366 | 0.033549 | 0.010598 | 0.0069781 | 0.021021 | 0.0069781 | 0.0069781 | 0 | 0.027215 |  |  | 0.019514 | 0.0098657 | 0.020978 | 0.2313 | 0.2859 | 0.5394 | 0.12756 | 0.0099294 | 0.0099294 | 0.0099294 | 0.015651 | 0.019651 | 0.015651 | 0.016164 | 0.019137 | 0.015217 | 0.01473 | 0.32759 | 0.024185 | 0.024821 | 0.024821 | 0.024185 | 0.024963 | 0.10038 | 0.025187 | 0.010659 | 0.00050681 | 0.14466 | 0.50875 | 0.60375 | 0.00050688 | 0.0005005 | 0.02655 | 0.0075156 | 0.00054659 | 0.00099923 | 0.0070628 | 0.51698 | 0.021873 | 0.0069695 | 0.0069695 | 0.0069695 | 0.47045 | 0 | 0.020137 | 0.51025 | 0.51025 |  | 0.0099294 | 0.22307 | 0.24129 | 0.2968 | 0.55457 | 0.13581 | 0.505 | 0.505 | 0.010746 | 0.5075 | 0.50775 | 0.5075 | 0.50775 | 0.5075 | 0.0069816 | 0.0069781 | 0.62755 | 0.44068 | 0.44131 | 0.44131 | 0.36486 | 0.27401 | 0.44721 | 0.0099401 | 0.011003 | 0.00050681 | 0.0031034 | 0.0098744 | 0.60375 | 0.1411 | 0.19656 | 0.09951 | 0.0095654 | 0.00054659 | 0.0005005 | 0.51366 | 0.51698 | 0.010598 | 0.50687 | 0.50688 | 0.50687 | 0.50687 | 0 | 0.50687 | 0.51025 | 0.51025 | 0.01025 | 0.0099294 | 0.0050875 | 0.6165 | 0.644 | 0.77169 | 1 | 0.505 | 0.0027775 | 0.0027775 | 0.0027912 | 0.0027926 | 0.0027912 | 0.0027926 | 0.0027912 | 0.0069816 | 0.0069781 | 0.0036575 | 0.5125 | 0.0028188 | 0.0028188 | 0.010506 | 0.5125 | 0.011326 | 0.025187 | 0.010659 | 0.00050681 | 0.14466 | 0.50875 | 0.60375 | 0.00050688 | 0.0005005 | 0.02655 | 0.0075156 | 0.00054659 | 0.00099923 | 0.0070628 | 0.51698 | 0.021873 | 0.0069695 | 0.0069695 | 0.0069695 | 0.47045 | 0 | 0.020137 | 0.51025 | 0.51025 |  | 0.0099294 | 0.22307 | 0.24129 | 0.2968 | 0.55457 | 0.13581 | 0.505 | 0.505 | 0.010746 | 0.5075 | 0.50775 | 0.5075 | 0.50775 | 0.5075 | 0.0069816 | 0.0069781 | 0.62755 | 0.44068 | 0.44131 | 0.44131 | 0.36486 | 0.27401 | 0.44721 | 0.11366 | 0.15688
8: platform (structural integrity) | 0.029771 | 0.067841 | 0.013605 | 0.0054261 | 0.017239 | 0.20339 | 0.00098657 | 0.0039804 | 0.00098657 | 0.091392 | 0.00098657 | 0.00099901 | 0.027271 | 0.041698 | 0.032341 | 0.013548 | 0.049029 | 0.013548 | 0.013548 | 0 |  | 0.055539 | 0.055079 | 0.019516 | 0.0098657 | 0.020879 | 0.22838 | 0.28227 | 0.53247 | 0.12599 | 0.0098657 | 0.0098657 | 0.0098657 | 0.014789 | 0.015279 | 0.014789 | 0.015279 | 0.014789 | 0.014981 | 0.014509 | 0.32342 |  | 0.024587 | 0.024587 | 0.066527 | 0.024963 | 0.14946 | 0.029771 | 0.067841 | 0.013605 | 0.0054261 | 0.017239 | 0.20339 | 0.00098657 | 0.0034716 | 0.00098657 | 0.091392 | 0.00098657 | 0.00099901 | 0.027271 | 0.041706 | 0.032341 | 0.013565 | 0.013565 | 0.047247 | 0.040697 | 0 | 0.027268 | 0.055539 | 0.055079 | 0.019516 | 0.0098657 | 0.020879 | 0.22838 | 0.28227 | 0.53247 | 0.12599 | 0.0098657 | 0.0098657 | 0.0098657 | 0.014789 | 0.015279 | 0.014789 | 0.015279 | 0.014789 | 0.015279 | 0.014789 | 0.32342 |  | 0.024587 | 0.024587 | 0.06653 | 0.024963 | 0.14946 | 0.029771 | 0.067841 | 0.013605 | 0.0054261 | 0.017239 | 0.20339 | 0.00098657 | 0.0039804 | 0.00098657 | 0.091392 | 0.00098657 | 0.00099901 | 0.027271 | 0.041698 | 0.032341 | 0.013548 | 0.013565 | 0.013548 | 0.013548 | 0 | 0.027268 | 0.055539 | 0.055079 | 0.019516 | 0.0098657 | 0.020879 | 0.22838 | 0.28227 | 0.53247 | 0.12599 | 0.0098657 | 0.0098657 | 0.0098657 | 0.014789 | 0.015279 | 0.014789 | 0.015279 | 0.014789 | 0.015279 | 0.014789 | 0.32342 |  | 0.024587 | 0.024587 | 0.066527 | 0.024963 | 0.14946 | 0.029771 | 0.067841 | 0.013605 | 0.0054261 | 0.017239 | 0.20339 | 0.00098657 | 0.0039804 | 0.00098657 | 0.091392 | 0.00098657 | 0.00099901 | 0.027271 | 0.041698 | 0.032341 | 0.013548 | 0.049041 | 0.013548 | 0.013548 | 0 |  | 0.055539 | 0.055079 | 0.019516 | 0.0098657 | 0.020879 | 0.22838 | 0.28227 | 0.53247 | 0.12599 | 0.0098657 | 0.0098657 | 0.0098657 | 0.014789 | 0.015279 | 0.014789 | 0.015279 | 0.014789 | 0.014981 | 0.014509 | 0.32342 |  | 0.024587 | 0.024587 | 0.066527 | 0.024963 | 0.14946 | 0 | 0.017866 | 0.013605 | 0.0054262 | 0.03325 | 0.25923 | 0.00098651 | 0.00099901 | 0.00098658 | 0.091388 | 0.0020433 | 0.00099848 | 0.027271 | 0.041232 | 0.032905 | 0.013565 | 0.013565 | 0.027171 | 0.013549 | 0 | 0.027268 | 0.031056 | 0.031056 | 0.019516 | 0.0098657 |  | 0.22838 | 0.28227 | 0.53248 | 0.12599 | 0.025469 | 0.025469 | 0.0098658 | 0.035773 | 0.043012 | 0.035773 | 0.036515 | 0.035773 | 0.015279 | 0.014789 | 0.32342 | 0.069505 | 0.024587 | 0.024587 | 0.055027 | 0.041364 | 0.13901 | 0.02975 | 0.068236 | 0.013605 | 0.0054612 | 0.017375 | 0.20599 | 0.00099294 | 0.0039982 | 0.00099294 | 0.092507 | 0.00099294 | 0.000999 | 0.02685 | 0.041729 | 0.032334 | 0.0136 | 0.013565 | 0.0136 | 0.0136 | 0 | 0.027268 | 0.055862 | 0.055399 | 0.019514 | 0.0098657 | 0.020978 | 0.2313 | 0.2859 | 0.5394 | 0.12756 | 0.0099294 | 0.0099294 | 0.0099294 | 0.014894 | 0.01539 | 0.014894 | 0.01539 | 0.014894 | 0.015279 | 0.014789 | 0.32759 |  | 0.024821 | 0.024821 | 0.066689 | 0.024963 | 0.14961 | 0.02975 |  | 0.013592 | 0.0054612 | 0.017375 | 0.20599 | 0.0020195 | 0.00098651 | 0.00099294 | 0.10692 | 0.00099294 | 0.000999 | 0.00051366 | 0.033372 | 0.010598 | 0.0136 | 0.027479 | 0.0136 | 0.0136 | 0 | 0.027168 |  |  | 0.019514 | 0.0098658 | 0.020978 | 0.2313 | 0.2859 | 0.5394 | 0.12756 | 0.0099294 | 0.0099294 | 0.0099294 | 0.015651 | 0.022906 | 0.015651 | 0.016164 | 0.022394 | 0.015162 | 0.014679 | 0.32759 | 0.024187 | 0.024821 | 0.024821 | 0.024187 | 0.024963 | 0.1004 | 0.025187 | 0.010659 | 0.00050681 | 0.14466 | 0.50875 | 0.60375 | 0.00050688 | 0.0005005 | 0.02655 | 0.0075156 | 0.00054659 | 0.00099923 | 0.0070628 | 0.51698 | 0.021873 | 0.0069695 | 0.0069695 | 0.0069695 |  | 0 | 0.020137 | 0.51025 | 0.51025 | 0.50161 | 0.0099294 | 0.22307 | 0.24129 | 0.2968 | 0.55457 | 0.13581 | 0.505 | 0.505 | 0.010746 | 0.5075 | 0.50775 | 0.5075 | 0.50775 | 0.5075 | 0.0069816 | 0.0069781 |  | 0.44068 |  |  | 0.36486 | 0.27401 | 0.44721 | 0.50975 | 0.00050975 | 0.00050681 | 0.0027775 | 0.00050875 | 0.00060375 | 0.1411 | 0.000505 | 0.000505 | 0.00054659 | 0.0005005 | 0.0005005 | 0.00051366 | 0.00051698 | 0.010598 | 0.50687 | 0.50688 | 0.50687 | 0.50687 | 0 | 0.020137 | 0.51025 | 0.51025 | 0.01025 | 0.0099294 | 0.47823 | 0.0033908 | 0.003542 | 0.0042443 | 0.0031034 | 1 | 0.505 | 0.0027775 | 0.0027912 | 0.0027926 | 0.0027912 | 0.0027926 | 0.0027912 | 0.0069816 | 0.0069781 | 0.0036575 | 0.5125 | 0.0028188 | 0.0028188 | 0.5125 | 0.0005125 | 0.5525 | 0.025187 | 0.010659 | 0.00050681 | 0.14466 | 0.50875 | 0.60375 | 0.00050688 | 0.0005005 | 0.02655 | 0.0075156 | 0.00054659 | 0.00099923 | 0.0070628 | 0.51698 | 0.021873 | 0.0069695 | 0.0069695 | 0.0069695 |  | 0 | 0.020137 | 0.51025 | 0.51025 | 0.50161 | 0.0099294 | 0.22307 | 0.24129 | 0.2968 | 0.55457 | 0.13581 | 0.505 | 0.505 | 0.010746 | 0.5075 | 0.50775 | 0.5075 | 0.50775 | 0.5075 | 0.0069816 | 0.0069781 |  | 0.44068 |  |  | 0.36486 | 0.27401 | 0.44721 | 0.10258 | 0.084816
8: platform (watertightness) | 0.029771 | 0.067841 | 0.013605 | 0.0054261 | 0.017239 | 0.20339 | 0.00098657 | 0.0039804 | 0.00098657 | 0.091392 | 0.00098657 | 0.00099901 | 0.027271 | 0.041698 | 0.032341 | 0.013548 | 0.070768 | 0.013548 | 0.013548 | 0 |  | 0.055539 | 0.055079 | 0.019516 | 0.0098657 | 0.020879 | 0.22838 | 0.28227 | 0.53247 | 0.12599 | 0.0098657 | 0.0098657 | 0.0098657 | 0.014789 | 0.015279 | 0.014789 | 0.015279 | 0.014789 | 0.014798 | 0.014336 | 0.32342 | 0.091555 | 0.024587 | 0.024587 | 0.066527 | 0.024963 | 0.14946 | 0.029771 | 0.067841 | 0.013605 | 0.0054261 | 0.017239 | 0.20339 | 0.00098657 | 0.0034716 | 0.00098657 | 0.091392 | 0.00098657 | 0.00099901 | 0.027271 | 0.034946 | 0.032341 | 0.070417 | 0.035999 | 0.047258 | 0.047258 | 0 | 0.027107 | 0.055539 | 0.055079 | 0.019516 | 0.0098657 | 0.020879 | 0.22838 | 0.28227 | 0.53247 | 0.12599 | 0.0098657 | 0.0098657 | 0.0098657 | 0.014789 | 0.015279 | 0.014789 | 0.015279 | 0.014789 | 0.015091 | 0.014612 | 0.32342 | 0.089371 | 0.024587 | 0.024587 | 0.064239 | 0.024963 | 0.14662 | 0.039034 | 0.017866 | 0.013605 | 0.0054261 | 0.033257 | 0.25924 | 0.00098654 | 0.00099901 | 0.00098657 | 0.091392 | 0.0020439 | 0.00099848 | 0.027271 | 0.041232 | 0.032905 | 0.013565 | 0.013565 | 0.027221 | 0.013548 | 0 | 0.027268 | 0.031056 | 0.031056 | 0.019516 | 0.0098657 | 0.027584 | 0.22838 | 0.28227 | 0.53247 | 0.12599 | 0.025475 | 0.025475 | 0.0098657 | 0.035779 | 0.043019 | 0.035779 | 0.036522 | 0.035779 | 0.015279 | 0.014789 | 0.32342 | 0.069506 | 0.024587 | 0.024587 | 0.055028 | 0.041365 | 0.13901 | 0.029771 | 0.067841 | 0.013605 | 0.0054261 | 0.017239 | 0.20339 | 0.00098657 | 0.0039804 | 0.00098657 | 0.091392 | 0.00098657 | 0.00099901 | 0.048125 | 0.041698 | 0.032341 | 0.013548 | 0.048071 | 0.013548 | 0.013548 | 0 | 0.02702 | 0.055539 | 0.055079 | 0.019516 | 0.0098657 | 0.020879 | 0.22838 | 0.28227 | 0.53247 | 0.12599 | 0.0098657 | 0.0098657 | 0.0098657 | 0.014789 | 0.015279 | 0.014789 | 0.015279 | 0.014789 | 0.014989 | 0.014516 | 0.32342 | 0.091555 | 0.024587 | 0.024587 | 0.066527 | 0.024963 | 0.14946 | 0.02977 | 0.067855 | 0.013605 | 0.0054274 | 0.017244 | 0.20349 | 0.0009868 | 0.0039831 | 0.0009868 | 0.091433 | 0.0009868 | 0.00099901 | 0.027271 | 0.047526 | 0.032341 | 0.025636 | 0.013385 | 0.013574 | 0.013574 | 0 | 0.02727 | 0.055551 | 0.055091 | 0.019516 | 0.0098657 | 0.020883 | 0.22848 | 0.2824 | 0.53273 | 0.12605 | 0.009868 | 0.009868 | 0.009868 | 0.028958 | 0.029705 | 0.028958 | 0.029705 | 0.028958 | 0.015281 | 0.014791 | 0.32357 |  | 0.024595 | 0.024595 | 0.068508 | 0.024963 | 0.15192 | 0.028893 | 0.017862 | 0.013605 | 0.016621 | 0.026632 | 0.25402 | 0.00098973 | 0.00099901 | 0.0035244 | 0.091951 | 0.000916 | 0.00099904 | 0.026983 | 0.041255 | 0.032904 | 0.013609 | 0.013609 | 0.013564 | 0.085786 | 0 | 0.027268 | 0.031113 | 0.031113 |  | 0.0098657 | 0.025167 | 0.25385 | 0.30843 | 0.56184 | 0.15016 | 0.020212 | 0.020212 | 0.02043 | 0.029116 | 0.036468 | 0.029116 | 0.02986 | 0.029116 | 0.015279 | 0.014789 | 0.38175 | 0.069565 | 0.082211 | 0.082211 | 0.055062 | 0.04086 | 0.13905 | 0.02975 | 0.13992 | 0.013128 | 0.0054612 | 0.017375 | 0.20599 | 0.03736 | 0.00050688 | 0.00099294 | 0.54659 | 0.00099294 | 0.000999 | 0.51366 | 0.0071085 | 0.03066 | 0.0069781 | 0.50688 | 0.0069781 | 0.0069781 | 0 | 0.023708 | 0.12858 | 0.12817 | 0.019514 | 0.009868 | 0.020978 | 0.2313 | 0.2859 | 0.5394 | 0.12756 | 0.0099294 | 0.0099294 | 0.0099294 | 0.014894 | 0.0069816 | 0.014894 | 0.01539 | 0.0069781 | 0.01113 | 0.010883 | 0.32759 | 0.024493 | 0.024821 | 0.024821 | 0.024493 | 0.024963 | 0.10262 | 0.02975 | 0.054819 | 0.013612 | 0.0054612 | 0.017375 | 0.20599 | 0.00050688 | 0.0032457 | 0.00099294 | 0.0075156 | 0.00099294 | 0.000999 | 0.00051366 |  | 0.010598 | 0.50687 | 0.50687 | 0.27782 | 0.042213 | 0 |  |  |  | 0.019514 | 0.0098657 | 0.020978 | 0.2313 | 0.2859 | 0.5394 | 0.12756 | 0.0099294 | 0.0099294 | 0.0099294 | 0.015651 | 0.016164 | 0.015651 | 0.016164 | 0.015651 | 0.01113 | 0.010883 | 0.32759 | 0.48141 | 0.024821 | 0.024821 | 0.4484 | 0.024963 | 0.5525 | 0.50975 | 0.50975 | 0.00050681 | 0.0027775 | 0.50875 | 0.60375 | 0.00051025 | 0.000505 | 0.0005005 | 0.00054659 | 0.5005 | 0.0005005 | 0.51366 | 0.51698 | 0.010598 | 0.0075156 | 0.0075156 | 0.0069695 | 0.50687 | 0 | 0.50687 | 0.011205 | 0.011205 | 0.51 | 0.0099294 | 0.47823 | 0.6165 | 0.644 | 0.77169 | 0.56425 | 0.505 | 1 | 0.000505 | 0.5075 | 0.50775 | 0.5075 | 0.50775 | 0.5075 | 0.0069816 | 0.0069781 | 0.665 | 0.5125 | 0.5125 | 0.5125 | 0.010506 | 0.5125 | 0.011326 | 0.034606 |  | 0.00050681 | 0.0057603 | 0.00050875 | 0.00060375 | 0.00051025 | 0.0005005 | 0.0012976 | 0.54659 | 0.0010473 | 0.00099898 | 0.51366 | 0.00051698 | 0.033608 | 0.00050688 | 0.00050688 | 0.013652 |  | 0 | 0.027362 | 0.00051025 | 0.00051025 | 0.062625 | 0.0099294 | 0.011535 | 0.23581 | 0.29135 | 0.54924 | 0.13027 | 0.010695 | 0.010695 | 0.010473 | 0.15851 | 0.16502 | 0.15851 | 0.16377 | 0.15851 | 0.015389 | 0.014893 | 0.34198 | 0.026393 | 0.027023 | 0.027023 | 0.026007 | 0.024736 | 0.10787 | 0.099137 | 0.083809
8: ballast system failure | 0.029771 | 0.067841 | 0.013605 | 0.0054261 | 0.017239 | 0.20339 | 0.00098657 | 0.0039804 | 0.00098657 | 0.091392 | 0.00098657 | 0.00099901 | 0.027271 | 0.041698 | 0.032341 | 0.013548 |  | 0.013548 | 0.013548 | 0 | 0.020137 | 0.055539 | 0.055079 | 0.019516 | 0.0098657 | 0.020879 | 0.22838 | 0.28227 | 0.53247 | 0.12599 | 0.0098657 | 0.0098657 | 0.0098657 | 0.014789 | 0.015279 | 0.014789 | 0.015279 | 0.014789 | 0.0069816 | 0.0069781 | 0.32342 | 0.091555 | 0.024587 | 0.024587 | 0.066527 | 0.024963 | 0.14946 | 0.029771 | 0.067841 | 0.013605 | 0.0054261 | 0.017239 | 0.20339 | 0.00098657 | 0.0034716 | 0.00098657 | 0.091392 | 0.00098657 | 0.00099901 | 0.027271 | 0.034946 | 0.032341 |  | 0.035999 | 0.047258 | 0.047258 | 0 | 0.027107 | 0.055539 | 0.055079 | 0.019516 | 0.0098657 | 0.020879 | 0.22838 | 0.28227 | 0.53247 | 0.12599 | 0.0098657 | 0.0098657 | 0.0098657 | 0.014789 | 0.015279 | 0.014789 | 0.015279 | 0.014789 | 0.015091 | 0.014612 | 0.32342 | 0.089371 | 0.024587 | 0.024587 | 0.064239 | 0.024963 | 0.14662 | 0.039034 | 0.017866 | 0.013605 | 0.0054261 | 0.033257 | 0.25924 | 0.00098654 | 0.00099901 | 0.00098657 | 0.091392 | 0.0020439 | 0.00099848 | 0.027271 | 0.041232 | 0.032905 | 0.013565 | 0.013565 | 0.027221 | 0.013548 | 0 | 0.027268 | 0.031056 | 0.031056 | 0.019516 | 0.0098657 | 0.027584 | 0.22838 | 0.28227 | 0.53247 | 0.12599 | 0.025475 | 0.025475 | 0.0098657 | 0.035779 | 0.043019 | 0.035779 | 0.036522 | 0.035779 | 0.015279 | 0.014789 | 0.32342 | 0.069506 | 0.024587 | 0.024587 | 0.055028 | 0.041365 | 0.13901 | 0.029771 | 0.067841 | 0.013605 | 0.0054261 | 0.017239 | 0.20339 | 0.00098657 | 0.0039804 | 0.00098657 | 0.091392 | 0.00098657 | 0.00099901 | 0.048125 | 0.041698 | 0.032341 | 0.013548 | 0.048071 | 0.013548 | 0.013548 | 0 | 0.027019 | 0.055539 | 0.055079 | 0.019516 | 0.0098657 | 0.020879 | 0.22838 | 0.28227 | 0.53247 | 0.12599 | 0.0098657 | 0.0098657 | 0.0098657 | 0.014789 | 0.015279 | 0.014789 | 0.015279 | 0.014789 | 0.014989 | 0.014516 | 0.32342 | 0.091555 | 0.024587 | 0.024587 | 0.066527 | 0.024963 | 0.14946 | 0.02977 | 0.067855 | 0.013605 | 0.0054274 | 0.017244 | 0.20349 | 0.0009868 | 0.0039831 | 0.0009868 | 0.091433 | 0.0009868 | 0.00099901 | 0.027271 | 0.047526 | 0.032341 | 0.025636 | 0.013385 | 0.013574 | 0.013574 | 0 | 0.02727 | 0.055551 | 0.055091 | 0.019516 | 0.0098657 | 0.020883 | 0.22848 | 0.2824 | 0.53273 | 0.12605 | 0.009868 | 0.009868 | 0.009868 | 0.028958 | 0.029705 | 0.028958 | 0.029705 | 0.028958 | 0.015281 | 0.014791 | 0.32357 |  | 0.024595 | 0.024595 | 0.068508 | 0.024963 | 0.15192 | 0.038495 | 0.017862 | 0.013605 | 0.0054261 | 0.026632 | 0.25402 | 0.00098973 | 0.00099901 | 0.00098657 | 0.091951 | 0.000916 | 0.00099904 | 0.026983 | 0.041255 | 0.032904 | 0.013609 | 0.013609 | 0.013564 | 0.013548 | 0 | 0.027268 | 0.031113 | 0.031113 | 0.019516 | 0.0098657 | 0.025167 | 0.22838 | 0.28226 | 0.53247 | 0.12599 | 0.020212 | 0.020212 | 0.0098657 | 0.029116 | 0.036468 | 0.029116 | 0.02986 | 0.029116 | 0.015279 | 0.014789 | 0.32341 | 0.069565 | 0.024587 | 0.024587 | 0.055062 | 0.04086 | 0.13905 | 0.02975 | 0.13992 | 0.013128 | 0.0054612 | 0.017375 | 0.20599 | 0.03736 | 0.00050688 | 0.00099294 | 0.54659 | 0.00099294 | 0.000999 | 0.51366 | 0.0071085 | 0.03066 | 0.0069781 | 0.50687 | 0.0069781 | 0.0069781 | 0 | 0.023708 | 0.12858 | 0.12817 | 0.019514 | 0.009868 | 0.020978 | 0.2313 | 0.2859 | 0.5394 | 0.12756 | 0.0099294 | 0.0099294 | 0.0099294 | 0.014894 | 0.0069816 | 0.014894 | 0.01539 | 0.0069781 | 0.01113 | 0.010883 | 0.32759 | 0.024493 | 0.024821 | 0.024821 | 0.024493 | 0.024963 | 0.10262 | 0.03889 | 0.018532 | 0.013612 | 0.0054612 | 0.019602 | 0.22225 | 0.00050688 | 0.00099925 | 0.00099294 | 0.0075156 | 0.0011109 | 0.00099895 | 0.00051366 | 0.037821 | 0.033101 | 0.0069695 | 0.0069695 | 0.013609 |  | 0 | 0.027316 | 0.022548 | 0.022548 | 0.019514 | 0.0098657 | 0.022072 | 0.2313 | 0.2859 | 0.5394 | 0.12756 | 0.013781 | 0.013781 | 0.0099294 | 0.019133 | 0.023104 | 0.019133 | 0.019646 | 0.019133 | 0.015335 | 0.014842 | 0.32759 | 0.060511 | 0.024821 | 0.024821 | 0.049815 | 0.036783 | 0.1339 | 0.50975 | 0.00050975 | 0.00050681 | 0.0027775 | 0.00050875 | 0.00060375 | 0.00051025 | 0.000505 | 0.000505 | 0.00054659 | 0.0005005 | 0.0005005 | 0.00051366 | 0.00051698 | 0.010598 | 0.50687 | 0.50687 | 0.50688 | 0.50687 | 0 | 0.50687 | 0.51025 | 0.011205 | 0.51 | 0.0099294 | 0.47823 | 0.6165 | 0.644 | 0.77169 | 0.56425 | 0.000505 | 0.000505 | 1 | 0.0005075 | 0.00050775 | 0.0005075 | 0.00050775 | 0.0005075 | 0.0069816 | 0.0069781 | 0.000665 | 0.5125 | 0.0005125 | 0.0005125 | 0.5125 | 0.0005125 | 0.5525 | 0.043638 | 0.018532 | 0.00050681 | 0.0057603 | 0.00050875 | 0.00060375 | 0.00051025 | 0.0005005 | 0.0012976 | 0.0075156 | 0.0011325 | 0.00099893 | 0.51366 | 0.00051698 | 0.033608 | 0.00050688 | 0.00050688 | 0.013652 |  | 0 | 0.027362 | 0.00051025 | 0.00051025 | 0.062625 | 0.0099294 | 0.011535 | 0.23581 | 0.29135 | 0.54924 | 0.13027 | 0.011539 | 0.011539 | 0.010473 | 0.15851 | 0.16502 | 0.15851 | 0.16377 | 0.15851 | 0.015389 | 0.014893 | 0.34198 | 0.026393 | 0.027023 | 0.027023 | 0.026007 | 0.024736 | 0.10787 | 0.079543 | 0.052901
8: chain | 0.029771 | 0.067841 | 0.013605 | 0.0054261 | 0.017239 | 0.20339 | 0.00098657 | 0.0034716 | 0.00098657 | 0.091392 | 0.00098657 | 0.00099901 | 0.027271 | 0.034946 | 0.032341 | 0.070274 | 0.035987 | 0.047179 | 0.047179 | 0 | 0.027107 | 0.055539 | 0.055079 | 0.019516 | 0.0098657 | 0.020879 | 0.22838 | 0.28227 | 0.53247 | 0.12599 | 0.0098657 | 0.0098657 | 0.0098657 | 0.014789 | 0.015279 | 0.014789 | 0.015279 | 0.014789 | 0.015091 | 0.014612 | 0.32342 | 0.089371 | 0.024587 | 0.024587 | 0.064239 | 0.024963 | 0.14662 | 0.029771 | 0.067841 | 0.013605 | 0.0054261 | 0.017239 | 0.20339 | 0.00098657 | 0.0034716 | 0.00098657 | 0.091392 | 0.00098657 | 0.00099901 | 0.027271 | 0.041706 | 0.032341 | 0.013565 | 0.013565 | 0.047247 | 0.040697 | 0 | 0.027268 | 0.055539 | 0.055079 | 0.019516 | 0.0098657 | 0.020879 | 0.22838 | 0.28227 | 0.53247 | 0.12599 | 0.0098657 | 0.0098657 | 0.0098657 | 0.014789 | 0.015279 | 0.014789 | 0.015279 | 0.014789 | 0.015279 | 0.014789 | 0.32342 | 0.091558 | 0.024587 | 0.024587 | 0.06653 | 0.024963 | 0.14946 | 0.029771 | 0.067841 | 0.013605 | 0.0054261 | 0.017239 | 0.20339 | 0.00098657 | 0.0039804 | 0.00098657 | 0.091392 | 0.00098657 | 0.00099901 | 0.027271 | 0.041698 | 0.032341 | 0.013548 | 0.070788 | 0.013548 | 0.013548 | 0 | 0.026856 | 0.055539 | 0.055079 | 0.019516 | 0.0098657 | 0.020879 | 0.22838 | 0.28227 | 0.53247 | 0.12599 | 0.0098657 | 0.0098657 | 0.0098657 | 0.014789 | 0.015279 | 0.014789 | 0.015279 | 0.014789 | 0.014798 | 0.014336 | 0.32342 | 0.091555 | 0.024587 | 0.024587 | 0.066527 | 0.024963 | 0.14946 | 0.029771 | 0.067841 | 0.013605 | 0.0054261 | 0.017239 | 0.20339 | 0.00098657 | 0.0034716 | 0.00098657 | 0.091392 | 0.00098657 | 0.00099901 | 0.027271 | 0.034946 | 0.032341 | 0.070461 | 0.035999 | 0.047302 | 0.047302 | 0 | 0.027107 | 0.055539 | 0.055079 | 0.019516 | 0.0098657 | 0.020879 | 0.22838 | 0.28226 | 0.53247 | 0.12599 | 0.0098657 | 0.0098657 | 0.0098657 | 0.014789 | 0.015279 | 0.014789 | 0.015279 | 0.014789 | 0.015091 | 0.014612 | 0.32341 | 0.089371 | 0.024587 | 0.024587 | 0.064239 | 0.024963 | 0.14662 | 0.039034 | 0.017866 | 0.013605 | 0.0054261 | 0.033259 | 0.25924 | 0.00098651 | 0.00099901 | 0.00098657 | 0.091388 | 0.0020441 | 0.00099848 | 0.027284 | 0.041232 | 0.032905 | 0.013565 | 0.013565 | 0.027243 | 0.013548 | 0 | 0.027268 | 0.031056 | 0.031056 | 0.019516 | 0.0098657 | 0.027585 | 0.22838 | 0.28226 | 0.53247 | 0.12599 | 0.025477 | 0.025477 | 0.0098657 | 0.035786 | 0.043025 | 0.035786 | 0.036529 | 0.035786 | 0.015279 | 0.014789 | 0.32341 | 0.069505 | 0.024587 | 0.024587 | 0.055027 | 0.041365 | 0.13901 | 0.03132 | 0.038604 | 0.013612 | 0.0027875 | 0.0069317 | 0.0082261 | 0.00050681 | 0.0027793 | 0.00050681 | 0.0074473 | 0.00050681 | 0.00099925 | 0.044611 | 0.041266 | 0.032897 | 0.0136 | 0.0355 | 0.0136 | 0.0136 | 0 | 0.02711 | 0.03139 | 0.031143 | 0.019684 | 0.0098657 | 0.013686 | 0.0083998 | 0.0087745 | 0.010514 | 0.0076879 | 0.0050681 | 0.0050681 | 0.0050681 | 0.0069147 | 0.0069181 | 0.0069147 | 0.0069181 | 0.0069147 | 0.015095 | 0.014616 | 0.0090606 | 0.069709 | 0.0069828 | 0.0069828 | 0.05508 | 0.024975 | 0.13907 | 0.03132 | 0.038604 | 0.013612 | 0.0027875 | 0.0069317 | 0.0082261 | 0.00050681 | 0.0025396 | 0.00050681 | 0.0074473 | 0.00050681 | 0.00099925 | 0.00051366 | 0.27916 | 0.032897 | 0.50687 | 0.0070628 | 0.0069781 | 0.0069781 | 0 | 0.027315 | 0.03139 | 0.031143 | 0.019684 | 0.0098657 | 0.013686 | 0.0083998 | 0.0087745 | 0.010514 | 0.0076879 | 0.0050681 | 0.0050681 | 0.0050681 | 0.5075 | 0.50775 | 0.5075 | 0.50775 | 0.5075 | 0.015334 | 0.014841 | 0.0090606 | 0.15063 | 0.0069828 | 0.0069828 | 0.13776 | 0.024975 | 0.24165 | 0.025187 | 0.010659 | 0.00050681 | 0.45337 | 0.50875 | 0.60375 | 0.00050688 | 0.0005005 | 0.5005 | 0.0075156 | 0.00054659 | 0.00099923 | 0.0070628 | 0.51698 | 0.021873 | 0.0069695 | 0.0069695 | 0.0069695 | 0.47045 | 0 | 0.020137 | 0.51025 | 0.51025 | 0.39189 | 0.0050681 | 0.47823 | 0.6165 | 0.644 | 0.77169 | 0.56425 | 0.505 | 0.505 | 0.505 | 0.5075 | 0.50775 | 0.5075 | 0.50775 | 0.5075 | 0.0069816 | 0.0069781 | 0.665 | 0.44068 | 0.5125 | 0.5125 | 0.36486 | 0.27401 | 0.44721 | 0.50975 | 0.010659 | 0.00050681 | 0.50275 | 0.50875 | 0.60375 | 0.072241 | 0.00050688 | 0.0005005 | 0.54659 | 0.00054659 | 0.0005005 | 0.51366 | 0.0071085 | 0.010598 | 0.0069781 | 0.50688 | 0.0069781 | 0.0069781 | 0 | 0.50687 | 0.51025 | 0.51025 | 0.51 | 0.0050681 | 0.47823 | 0.6165 | 0.644 | 0.77169 | 0.56425 | 0.505 | 0.505 | 0.505 | 1 | 0.0069816 | 0.5075 | 0.50775 | 0.0069781 | 0.0069816 | 0.0069781 | 0.022589 | 0.012925 | 0.012925 | 0.012925 | 0.012925 | 0.5125 | 0.018767 | 0.025187 | 0.010659 | 0.00050681 | 0.3564 | 0.50875 | 0.60375 | 0.00050688 | 0.0005005 | 0.068953 | 0.0075156 | 0.00054659 | 0.00099923 | 0.0070628 | 0.51698 | 0.021873 | 0.0069695 | 0.0069695 | 0.0069695 | 0.47045 | 0 | 0.020137 | 0.51025 | 0.51025 | 0.39189 | 0.0099294 | 0.22307 | 0.6165 | 0.644 | 0.77169 | 0.56425 | 0.505 | 0.505 | 0.37481 | 0.5075 | 0.50775 | 0.5075 | 0.50775 | 0.5075 | 0.0069816 | 0.0069781 | 0.665 | 0.44068 | 0.5125 | 0.5125 | 0.36486 | 0.27401 | 0.44721 | 0.13122 | 0.1266
8: synthetic rope | 0.029771 | 0.067841 | 0.013605 | 0.0054261 | 0.017239 | 0.20339 | 0.00098657 | 0.0034716 | 0.00098657 | 0.091392 | 0.00098657 | 0.00099901 | 0.027271 | 0.034946 | 0.032341 | 0.070274 | 0.035987 | 0.047179 | 0.047179 | 0 | 0.027107 | 0.055539 | 0.055079 | 0.019516 | 0.0098657 | 0.020879 | 0.22838 | 0.28227 | 0.53247 | 0.12599 | 0.0098657 | 0.0098657 | 0.0098657 | 0.014789 | 0.015279 | 0.014789 | 0.015279 | 0.014789 | 0.015091 | 0.014612 | 0.32342 | 0.089371 | 0.024587 | 0.024587 | 0.064239 | 0.024963 | 0.14662 | 0.029771 | 0.067841 | 0.013605 | 0.0054261 | 0.017239 | 0.20339 | 0.00098657 | 0.0034716 | 0.00098657 | 0.091392 | 0.00098657 | 0.00099901 | 0.027271 | 0.041706 | 0.032341 | 0.013565 | 0.013565 | 0.047247 | 0.040697 | 0 | 0.027268 | 0.055539 | 0.055079 | 0.019516 | 0.0098657 | 0.020879 | 0.22838 | 0.28227 | 0.53247 | 0.12599 | 0.0098657 | 0.0098657 | 0.0098657 | 0.014789 | 0.015279 | 0.014789 | 0.015279 | 0.014789 | 0.015279 | 0.014789 | 0.32342 | 0.091558 | 0.024587 | 0.024587 | 0.06653 | 0.024963 | 0.14946 | 0.029771 | 0.067841 | 0.013605 | 0.0054261 | 0.017239 | 0.20339 | 0.00098657 | 0.0039804 | 0.00098657 | 0.091392 | 0.00098657 | 0.00099901 | 0.027271 | 0.041698 | 0.032341 | 0.013548 | 0.070788 | 0.013548 | 0.013548 | 0 | 0.026856 | 0.055539 | 0.055079 | 0.019516 | 0.0098657 | 0.020879 | 0.22838 | 0.28227 | 0.53247 | 0.12599 | 0.0098657 | 0.0098657 | 0.0098657 | 0.014789 | 0.015279 | 0.014789 | 0.015279 | 0.014789 | 0.014798 | 0.014336 | 0.32342 | 0.091555 | 0.024587 | 0.024587 | 0.066527 | 0.024963 | 0.14946 | 0.029771 | 0.067841 | 0.013605 | 0.0054261 | 0.017239 | 0.20339 | 0.00098657 | 0.0034716 | 0.00098657 | 0.091392 | 0.00098657 | 0.00099901 | 0.027271 | 0.034946 | 0.032341 | 0.070461 | 0.035999 | 0.047302 | 0.047302 | 0 | 0.027107 | 0.055539 | 0.055079 | 0.019516 | 0.0098657 | 0.020879 | 0.22838 | 0.28226 | 0.53247 | 0.12599 | 0.0098657 | 0.0098657 | 0.0098657 | 0.014789 | 0.015279 | 0.014789 | 0.015279 | 0.014789 | 0.015091 | 0.014612 | 0.32341 | 0.089371 | 0.024587 | 0.024587 | 0.064239 | 0.024963 | 0.14662 | 0.039034 | 0.017866 | 0.013605 | 0.0054261 | 0.033259 | 0.25924 | 0.00098651 | 0.00099901 | 0.00098657 | 0.091388 | 0.0020441 | 0.00099848 | 0.027284 | 0.041232 | 0.032905 | 0.013565 | 0.013565 | 0.027243 | 0.013548 | 0 | 0.027268 | 0.031056 | 0.031056 | 0.019516 | 0.0098657 | 0.027585 | 0.22838 | 0.28226 | 0.53247 | 0.12599 | 0.025477 | 0.025477 | 0.0098657 | 0.035786 | 0.043025 | 0.035786 | 0.036529 | 0.035786 | 0.015279 | 0.014789 | 0.32341 | 0.069505 | 0.024587 | 0.024587 | 0.055027 | 0.041365 | 0.13901 | 0.03132 | 0.038604 | 0.013612 | 0.0027875 | 0.0069317 | 0.0082261 | 0.00050681 | 0.0027793 | 0.00050681 | 0.0074473 | 0.00050681 | 0.00099925 | 0.044611 | 0.041266 | 0.032897 | 0.0136 | 0.0355 | 0.0136 | 0.0136 | 0 | 0.02711 | 0.03139 | 0.031143 | 0.019684 | 0.0098657 | 0.013686 | 0.0083998 | 0.0087745 | 0.010514 | 0.0076879 | 0.0050681 | 0.0050681 | 0.0050681 | 0.0069147 | 0.0069181 | 0.0069147 | 0.0069181 | 0.0069147 | 0.015095 | 0.014616 | 0.0090606 | 0.069709 | 0.0069828 | 0.0069828 | 0.05508 | 0.024975 | 0.13907 | 0.03132 | 0.038604 | 0.013612 | 0.0027875 | 0.0069317 | 0.0082261 | 0.00050681 | 0.0025396 | 0.00050681 | 0.0074473 | 0.00050681 | 0.00099925 | 0.00051366 | 0.27916 | 0.032897 | 0.50687 | 0.0070628 | 0.0069781 | 0.0069781 | 0 | 0.027315 | 0.03139 | 0.031143 | 0.019684 | 0.0098657 | 0.013686 | 0.0083998 | 0.0087745 | 0.010514 | 0.0076879 | 0.0050681 | 0.0050681 | 0.0050681 | 0.5075 | 0.50775 | 0.5075 | 0.50775 | 0.5075 | 0.015334 | 0.014841 | 0.0090606 | 0.15063 | 0.0069828 | 0.0069828 | 0.13776 | 0.024975 | 0.24165 | 0.025187 | 0.010659 | 0.00050681 | 0.45337 | 0.50875 | 0.60375 | 0.00050688 | 0.0005005 | 0.5005 | 0.0075156 | 0.00054659 | 0.00099923 | 0.0070628 | 0.51698 | 0.021873 | 0.0069695 | 0.0069695 | 0.0069695 | 0.47045 | 0 | 0.020137 | 0.51025 | 0.51025 | 0.39189 | 0.0050681 | 0.47823 | 0.6165 | 0.644 | 0.77169 | 0.56425 | 0.505 | 0.505 | 0.505 | 0.5075 | 0.50775 | 0.5075 | 0.50775 | 0.5075 | 0.0069816 | 0.0069781 | 0.665 | 0.44068 | 0.5125 | 0.5125 | 0.36486 | 0.27401 | 0.44721 | 0.50975 | 0.010659 | 0.00050681 | 0.50275 | 0.50875 | 0.60375 | 0.072241 | 0.00050688 | 0.0005005 | 0.54659 | 0.00054659 | 0.0005005 | 0.51366 | 0.0071085 | 0.010598 | 0.0069816 | 0.50688 | 0.0069816 | 0.0069816 | 0 | 0.50687 | 0.51025 | 0.51025 | 0.51 | 0.0050681 | 0.47823 | 0.6165 | 0.644 | 0.77169 | 0.56425 | 0.505 | 0.505 | 0.505 | 0.5075 | 1 | 0.5075 | 0.50775 | 0.0069781 | 0.0069816 | 0.0069781 | 0.022589 | 0.012925 | 0.012925 | 0.012925 | 0.012925 | 0.5125 | 0.018767 | 0.025187 | 0.010659 | 0.00050681 | 0.3564 | 0.50875 | 0.60375 | 0.00050688 | 0.0005005 | 0.068953 | 0.0075156 | 0.00054659 | 0.00099923 | 0.0070628 | 0.51698 | 0.021873 | 0.0069695 | 0.0069695 | 0.0069695 | 0.47045 | 0 | 0.020137 | 0.51025 | 0.51025 | 0.39189 | 0.0099294 | 0.22307 | 0.6165 | 0.644 | 0.77169 | 0.56425 | 0.505 | 0.505 | 0.37481 | 0.5075 | 0.50775 | 0.5075 | 0.50775 | 0.5075 | 0.0069816 | 0.0069781 | 0.665 | 0.44068 | 0.5125 | 0.5125 | 0.36486 | 0.27401 | 0.44721 | 0.13229 | 0.091153
8: wire rope | 0.029771 | 0.067841 | 0.013605 | 0.0054261 | 0.017239 | 0.20339 | 0.00098657 | 0.0034716 | 0.00098657 | 0.091392 | 0.00098657 | 0.00099901 | 0.027271 | 0.034946 | 0.032341 | 0.070274 | 0.035987 | 0.047179 | 0.047179 | 0 | 0.027107 | 0.055539 | 0.055079 | 0.019516 | 0.0098657 | 0.020879 | 0.22838 | 0.28227 | 0.53247 | 0.12599 | 0.0098657 | 0.0098657 | 0.0098657 | 0.014789 | 0.015279 | 0.014789 | 0.015279 | 0.014789 | 0.015091 | 0.014612 | 0.32342 | 0.089371 | 0.024587 | 0.024587 | 0.064239 | 0.024963 | 0.14662 | 0.029771 | 0.067841 | 0.013605 | 0.0054261 | 0.017239 | 0.20339 | 0.00098657 | 0.0034716 | 0.00098657 | 0.091392 | 0.00098657 | 0.00099901 | 0.027271 | 0.041706 | 0.032341 | 0.013565 | 0.013565 | 0.047247 | 0.040697 | 0 | 0.027268 | 0.055539 | 0.055079 | 0.019516 | 0.0098657 | 0.020879 | 0.22838 | 0.28227 | 0.53247 | 0.12599 | 0.0098657 | 0.0098657 | 0.0098657 | 0.014789 | 0.015279 | 0.014789 | 0.015279 | 0.014789 | 0.015279 | 0.014789 | 0.32342 | 0.091558 | 0.024587 | 0.024587 | 0.06653 | 0.024963 | 0.14946 | 0.029771 | 0.067841 | 0.013605 | 0.0054261 | 0.017239 | 0.20339 | 0.00098657 | 0.0039804 | 0.00098657 | 0.091392 | 0.00098657 | 0.00099901 | 0.027271 | 0.041698 | 0.032341 | 0.013548 | 0.070788 | 0.013548 | 0.013548 | 0 | 0.026856 | 0.055539 | 0.055079 | 0.019516 | 0.0098657 | 0.020879 | 0.22838 | 0.28227 | 0.53247 | 0.12599 | 0.0098657 | 0.0098657 | 0.0098657 | 0.014789 | 0.015279 | 0.014789 | 0.015279 | 0.014789 | 0.014798 | 0.014336 | 0.32342 | 0.091555 | 0.024587 | 0.024587 | 0.066527 | 0.024963 | 0.14946 | 0.029771 | 0.067841 | 0.013605 | 0.0054261 | 0.017239 | 0.20339 | 0.00098657 | 0.0034716 | 0.00098657 | 0.091392 | 0.00098657 | 0.00099901 | 0.027271 | 0.034946 | 0.032341 | 0.070461 | 0.035999 | 0.047302 | 0.047302 | 0 | 0.027107 | 0.055539 | 0.055079 | 0.019516 | 0.0098657 | 0.020879 | 0.22838 | 0.28226 | 0.53247 | 0.12599 | 0.0098657 | 0.0098657 | 0.0098657 | 0.014789 | 0.015279 | 0.014789 | 0.015279 | 0.014789 | 0.015091 | 0.014612 | 0.32341 | 0.089371 | 0.024587 | 0.024587 | 0.064239 | 0.024963 | 0.14662 | 0.039034 | 0.017866 | 0.013605 | 0.0054261 | 0.033259 | 0.25924 | 0.00098651 | 0.00099901 | 0.00098657 | 0.091388 | 0.0020441 | 0.00099848 | 0.027284 | 0.041232 | 0.032905 | 0.013565 | 0.013565 | 0.027243 | 0.013548 | 0 | 0.027268 | 0.031056 | 0.031056 | 0.019516 | 0.0098657 | 0.027585 | 0.22838 | 0.28226 | 0.53247 | 0.12599 | 0.025477 | 0.025477 | 0.0098657 | 0.035786 | 0.043025 | 0.035786 | 0.036529 | 0.035786 | 0.015279 | 0.014789 | 0.32341 | 0.069505 | 0.024587 | 0.024587 | 0.055027 | 0.041365 | 0.13901 | 0.03132 | 0.038604 | 0.013612 | 0.0027875 | 0.0069317 | 0.0082261 | 0.00050681 | 0.0027793 | 0.00050681 | 0.0074473 | 0.00050681 | 0.00099925 | 0.044611 | 0.041266 | 0.032897 | 0.0136 | 0.0355 | 0.0136 | 0.0136 | 0 | 0.02711 | 0.03139 | 0.031143 | 0.019684 | 0.0098657 | 0.013686 | 0.0083998 | 0.0087745 | 0.010514 | 0.0076879 | 0.0050681 | 0.0050681 | 0.0050681 | 0.0069147 | 0.0069181 | 0.0069147 | 0.0069181 | 0.0069147 | 0.015095 | 0.014616 | 0.0090606 | 0.069709 | 0.0069828 | 0.0069828 | 0.05508 | 0.024975 | 0.13907 | 0.03132 | 0.038604 | 0.013612 | 0.0027875 | 0.0069317 | 0.0082261 | 0.00050681 | 0.0025396 | 0.00050681 | 0.0074473 | 0.00050681 | 0.00099925 | 0.00051366 | 0.27916 | 0.032897 | 0.50687 | 0.0070628 | 0.0069781 | 0.0069781 | 0 | 0.027315 | 0.03139 | 0.031143 | 0.019684 | 0.0098657 | 0.013686 | 0.0083998 | 0.0087745 | 0.010514 | 0.0076879 | 0.0050681 | 0.0050681 | 0.0050681 | 0.5075 | 0.50775 | 0.5075 | 0.50775 | 0.5075 | 0.015334 | 0.014841 | 0.0090606 | 0.15063 | 0.0069828 | 0.0069828 | 0.13776 | 0.024975 | 0.24165 | 0.025187 | 0.010659 | 0.00050681 | 0.45337 | 0.50875 | 0.60375 | 0.00050688 | 0.0005005 | 0.5005 | 0.0075156 | 0.00054659 | 0.00099923 | 0.0070628 | 0.51698 | 0.021873 | 0.0069695 | 0.0069695 | 0.0069695 | 0.47045 | 0 | 0.020137 | 0.51025 | 0.51025 | 0.39189 | 0.0050681 | 0.47823 | 0.6165 | 0.644 | 0.77169 | 0.56425 | 0.505 | 0.505 | 0.505 | 0.5075 | 0.50775 | 0.5075 | 0.50775 | 0.5075 | 0.0069816 | 0.0069781 | 0.665 | 0.44068 | 0.5125 | 0.5125 | 0.36486 | 0.27401 | 0.44721 | 0.50975 | 0.010659 | 0.00050681 | 0.50275 | 0.50875 | 0.60375 | 0.072241 | 0.00050688 | 0.0005005 | 0.54659 | 0.00054659 | 0.0005005 | 0.51366 | 0.0071085 | 0.010598 | 0.0069781 | 0.50688 | 0.0069781 | 0.0069781 | 0 | 0.50687 | 0.51025 | 0.51025 | 0.51 | 0.0050681 | 0.47823 | 0.6165 | 0.644 | 0.77169 | 0.56425 | 0.505 | 0.505 | 0.505 | 0.5075 | 0.0069816 | 1 | 0.50775 | 0.0069781 | 0.0069816 | 0.0069781 | 0.022589 | 0.012925 | 0.012925 | 0.012925 | 0.012925 | 0.5125 | 0.018767 | 0.025187 | 0.010659 | 0.00050681 | 0.3564 | 0.50875 | 0.60375 | 0.00050688 | 0.0005005 | 0.068953 | 0.0075156 | 0.00054659 | 0.00099923 | 0.0070628 | 0.51698 | 0.021873 | 0.0069695 | 0.0069695 | 0.0069695 | 0.47045 | 0 | 0.020137 | 0.51025 | 0.51025 | 0.39189 | 0.0099294 | 0.22307 | 0.6165 | 0.644 | 0.77169 | 0.56425 | 0.505 | 0.505 | 0.37481 | 0.5075 | 0.50775 | 0.5075 | 0.50775 | 0.5075 | 0.0069816 | 0.0069781 | 0.665 | 0.44068 | 0.5125 | 0.5125 | 0.36486 | 0.27401 | 0.44721 | 0.13122 | 0.1266
8: connectors | 0.029771 | 0.067841 | 0.013605 | 0.0054261 | 0.017239 | 0.20339 | 0.00098657 | 0.0034716 | 0.00098657 | 0.091392 | 0.00098657 | 0.00099901 | 0.027271 | 0.034946 | 0.032341 | 0.070274 | 0.035987 | 0.047179 | 0.047179 | 0 | 0.027107 | 0.055539 | 0.055079 | 0.019516 | 0.0098657 | 0.020879 | 0.22838 | 0.28227 | 0.53247 | 0.12599 | 0.0098657 | 0.0098657 | 0.0098657 | 0.014789 | 0.015279 | 0.014789 | 0.015279 | 0.014789 | 0.015091 | 0.014612 | 0.32342 | 0.089371 | 0.024587 | 0.024587 | 0.064239 | 0.024963 | 0.14662 | 0.029771 | 0.067841 | 0.013605 | 0.0054261 | 0.017239 | 0.20339 | 0.00098657 | 0.0034716 | 0.00098657 | 0.091392 | 0.00098657 | 0.00099901 | 0.027271 | 0.041706 | 0.032341 | 0.013565 | 0.013565 | 0.047247 | 0.040697 | 0 | 0.027268 | 0.055539 | 0.055079 | 0.019516 | 0.0098657 | 0.020879 | 0.22838 | 0.28227 | 0.53247 | 0.12599 | 0.0098657 | 0.0098657 | 0.0098657 | 0.014789 | 0.015279 | 0.014789 | 0.015279 | 0.014789 | 0.015279 | 0.014789 | 0.32342 | 0.091558 | 0.024587 | 0.024587 | 0.06653 | 0.024963 | 0.14946 | 0.029771 | 0.067841 | 0.013605 | 0.0054261 | 0.017239 | 0.20339 | 0.00098657 | 0.0039804 | 0.00098657 | 0.091392 | 0.00098657 | 0.00099901 | 0.027271 | 0.041698 | 0.032341 | 0.013548 | 0.070788 | 0.013548 | 0.013548 | 0 | 0.026856 | 0.055539 | 0.055079 | 0.019516 | 0.0098657 | 0.020879 | 0.22838 | 0.28227 | 0.53247 | 0.12599 | 0.0098657 | 0.0098657 | 0.0098657 | 0.014789 | 0.015279 | 0.014789 | 0.015279 | 0.014789 | 0.014798 | 0.014336 | 0.32342 | 0.091555 | 0.024587 | 0.024587 | 0.066527 | 0.024963 | 0.14946 | 0.029771 | 0.067841 | 0.013605 | 0.0054261 | 0.017239 | 0.20339 | 0.00098657 | 0.0034716 | 0.00098657 | 0.091392 | 0.00098657 | 0.00099901 | 0.027271 | 0.034946 | 0.032341 | 0.070461 | 0.035999 | 0.047302 | 0.047302 | 0 | 0.027107 | 0.055539 | 0.055079 | 0.019516 | 0.0098657 | 0.020879 | 0.22838 | 0.28226 | 0.53247 | 0.12599 | 0.0098657 | 0.0098657 | 0.0098657 | 0.014789 | 0.015279 | 0.014789 | 0.015279 | 0.014789 | 0.015091 | 0.014612 | 0.32341 | 0.089371 | 0.024587 | 0.024587 | 0.064239 | 0.024963 | 0.14662 | 0.039034 | 0.017866 | 0.013605 | 0.0054261 | 0.033259 | 0.25924 | 0.00098651 | 0.00099901 | 0.00098657 | 0.091388 | 0.0020441 | 0.00099848 | 0.027284 | 0.041232 | 0.032905 | 0.013565 | 0.013565 | 0.027243 | 0.013548 | 0 | 0.027268 | 0.031056 | 0.031056 | 0.019516 | 0.0098657 | 0.027585 | 0.22838 | 0.28226 | 0.53247 | 0.12599 | 0.025477 | 0.025477 | 0.0098657 | 0.035786 | 0.043025 | 0.035786 | 0.036529 | 0.035786 | 0.015279 | 0.014789 | 0.32341 | 0.069505 | 0.024587 | 0.024587 | 0.055027 | 0.041365 | 0.13901 | 0.03132 | 0.038604 | 0.013612 | 0.0027875 | 0.0069317 | 0.0082261 | 0.00050681 | 0.0027793 | 0.00050681 | 0.0074473 | 0.00050681 | 0.00099925 | 0.044611 | 0.041266 | 0.032897 | 0.0136 | 0.0355 | 0.0136 | 0.0136 | 0 | 0.02711 | 0.03139 | 0.031143 | 0.019684 | 0.0098657 | 0.013686 | 0.0083998 | 0.0087745 | 0.010514 | 0.0076879 | 0.0050681 | 0.0050681 | 0.0050681 | 0.0069147 | 0.0069181 | 0.0069147 | 0.0069181 | 0.0069147 | 0.015095 | 0.014616 | 0.0090606 | 0.069709 | 0.0069828 | 0.0069828 | 0.05508 | 0.024975 | 0.13907 | 0.03132 | 0.038604 | 0.013612 | 0.0027875 | 0.0069317 | 0.0082261 | 0.00050681 | 0.0025396 | 0.00050681 | 0.0074473 | 0.00050681 | 0.00099925 | 0.00051366 | 0.27916 | 0.032897 | 0.50687 | 0.0070628 | 0.0069781 | 0.0069781 | 0 | 0.027315 | 0.03139 | 0.031143 | 0.019684 | 0.0098657 | 0.013686 | 0.0083998 | 0.0087745 | 0.010514 | 0.0076879 | 0.0050681 | 0.0050681 | 0.0050681 | 0.5075 | 0.50775 | 0.5075 | 0.50775 | 0.5075 | 0.015334 | 0.014841 | 0.0090606 | 0.15063 | 0.0069828 | 0.0069828 | 0.13776 | 0.024975 | 0.24165 | 0.025187 | 0.010659 | 0.00050681 | 0.45337 | 0.50875 | 0.60375 | 0.00050688 | 0.0005005 | 0.5005 | 0.0075156 | 0.00054659 | 0.00099923 | 0.0070628 | 0.51698 | 0.021873 | 0.0069695 | 0.0069695 | 0.0069695 | 0.47045 | 0 | 0.020137 | 0.51025 | 0.51025 | 0.39189 | 0.0050681 | 0.47823 | 0.6165 | 0.644 | 0.77169 | 0.56425 | 0.505 | 0.505 | 0.505 | 0.5075 | 0.50775 | 0.5075 | 0.50775 | 0.5075 | 0.0069816 | 0.0069781 | 0.665 | 0.44068 | 0.5125 | 0.5125 | 0.36486 | 0.27401 | 0.44721 | 0.50975 | 0.010659 | 0.00050681 | 0.50275 | 0.50875 | 0.60375 | 0.072241 | 0.00050688 | 0.0005005 | 0.54659 | 0.00054659 | 0.0005005 | 0.51366 | 0.0071085 | 0.010598 | 0.0069816 | 0.50688 | 0.0069816 | 0.0069816 | 0 | 0.50687 | 0.51025 | 0.51025 | 0.51 | 0.0050681 | 0.47823 | 0.6165 | 0.644 | 0.77169 | 0.56425 | 0.505 | 0.505 | 0.505 | 0.5075 | 0.0069816 | 0.5075 | 1 | 0.0069781 | 0.0069816 | 0.0069781 | 0.022589 | 0.012925 | 0.012925 | 0.012925 | 0.012925 | 0.5125 | 0.018767 | 0.025187 | 0.010659 | 0.00050681 | 0.3564 | 0.50875 | 0.60375 | 0.00050688 | 0.0005005 | 0.068953 | 0.0075156 | 0.00054659 | 0.00099923 | 0.0070628 | 0.51698 | 0.021873 | 0.0069695 | 0.0069695 | 0.0069695 | 0.47045 | 0 | 0.020137 | 0.51025 | 0.51025 | 0.39189 | 0.0099294 | 0.22307 | 0.6165 | 0.644 | 0.77169 | 0.56425 | 0.505 | 0.505 | 0.37481 | 0.5075 | 0.50775 | 0.5075 | 0.50775 | 0.5075 | 0.0069816 | 0.0069781 | 0.665 | 0.44068 | 0.5125 | 0.5125 | 0.36486 | 0.27401 | 0.44721 | 0.13122 | 0.12739
8: clump weights or floats | 0.029771 | 0.067841 | 0.013605 | 0.0054261 | 0.017239 | 0.20339 | 0.00098657 | 0.0039804 | 0.00098657 | 0.091392 | 0.00098657 | 0.00099901 | 0.027271 | 0.041698 | 0.032341 | 0.013548 | 0.070768 | 0.013548 | 0.013548 | 0 | 0.026856 | 0.055539 | 0.055079 | 0.019516 | 0.0098657 | 0.020879 | 0.22838 | 0.28227 | 0.53247 | 0.12599 | 0.0098657 | 0.0098657 | 0.0098657 | 0.014789 | 0.015279 | 0.014789 | 0.015279 | 0.014789 | 0.014798 | 0.014336 | 0.32342 | 0.091555 | 0.024587 | 0.024587 | 0.066527 | 0.024963 | 0.14946 | 0.029771 | 0.067841 | 0.013605 | 0.0054261 | 0.017239 | 0.20339 | 0.00098657 | 0.0034716 | 0.00098657 | 0.091392 | 0.00098657 | 0.00099901 | 0.027271 | 0.034946 | 0.032341 | 0.070417 | 0.035999 | 0.047258 | 0.047258 | 0 | 0.027107 | 0.055539 | 0.055079 | 0.019516 | 0.0098657 | 0.020879 | 0.22838 | 0.28227 | 0.53247 | 0.12599 | 0.0098657 | 0.0098657 | 0.0098657 | 0.014789 | 0.015279 | 0.014789 | 0.015279 | 0.014789 | 0.015091 | 0.014612 | 0.32342 | 0.089371 | 0.024587 | 0.024587 | 0.064239 | 0.024963 | 0.14662 | 0.039034 | 0.017866 | 0.013605 | 0.0054261 | 0.033257 | 0.25924 | 0.00098654 | 0.00099901 | 0.00098657 | 0.091392 | 0.0020439 | 0.00099848 | 0.027271 | 0.041232 | 0.032905 | 0.013565 | 0.013565 | 0.027221 | 0.013548 | 0 | 0.027268 | 0.031056 | 0.031056 | 0.019516 | 0.0098657 | 0.027584 | 0.22838 | 0.28227 | 0.53247 | 0.12599 | 0.025475 | 0.025475 | 0.0098657 | 0.035779 | 0.043019 | 0.035779 | 0.036522 | 0.035779 | 0.015279 | 0.014789 | 0.32342 | 0.069506 | 0.024587 | 0.024587 | 0.055028 | 0.041365 | 0.13901 | 0.029771 | 0.067841 | 0.013605 | 0.0054261 | 0.017239 | 0.20339 | 0.00098657 | 0.0039804 | 0.00098657 | 0.091392 | 0.00098657 | 0.00099901 | 0.048124 | 0.041697 | 0.032341 | 0.013548 | 0.04807 | 0.013548 | 0.013548 | 0 | 0.02702 | 0.055539 | 0.055079 | 0.019516 | 0.0098657 | 0.020879 | 0.22838 | 0.28226 | 0.53247 | 0.12599 | 0.0098657 | 0.0098657 | 0.0098657 | 0.014789 | 0.015279 | 0.014789 | 0.015279 | 0.014789 | 0.014989 | 0.014516 | 0.32341 | 0.091555 | 0.024587 | 0.024587 | 0.066527 | 0.024963 | 0.14946 | 0.029769 | 0.067869 | 0.013605 | 0.0054286 | 0.017248 | 0.20358 | 0.00098702 | 0.0039836 | 0.00098702 | 0.091472 | 0.00098702 | 0.00099901 | 0.027284 | 0.047528 | 0.032341 | 0.025639 | 0.013385 | 0.013574 | 0.013574 | 0 | 0.02727 | 0.055562 | 0.055102 | 0.019516 | 0.0098657 | 0.020886 | 0.22859 | 0.28252 | 0.53297 | 0.1261 | 0.0098702 | 0.0098702 | 0.0098702 | 0.02874 | 0.029487 | 0.02874 | 0.029487 | 0.02874 | 0.015281 | 0.014791 | 0.32371 | 0.093461 | 0.024604 | 0.024604 | 0.068514 | 0.024963 | 0.15192 | 0.029238 | 0.018532 | 0.013612 | 0.012142 | 0.019286 | 0.22131 | 0.00050688 | 0.00099925 | 0.0027078 | 0.0075156 | 0.00095035 | 0.00099903 | 0.0070628 | 0.037821 | 0.033101 | 0.0069695 | 0.0069695 | 0.013609 | 0.068665 | 0 | 0.027316 | 0.022548 | 0.022548 | 0.094749 | 0.0098657 | 0.021944 | 0.2493 | 0.30422 | 0.55921 | 0.14496 | 0.01354 | 0.01354 | 0.015717 | 0.02058 | 0.024609 | 0.02058 | 0.021149 | 0.02058 | 0.015335 | 0.014842 | 0.37185 | 0.060511 | 0.067586 | 0.067586 | 0.049815 | 0.036707 | 0.1339 | 0.063883 | 0.014255 | 0.012671 | 0.0027875 | 0.50875 | 0.60375 | 0.072241 | 0.00050688 | 0.03745 | 0.54659 | 0.054649 | 0.00097223 | 0.51366 | 0.0071085 | 0.031081 | 0.0069781 | 0.50688 | 0.0069781 | 0.0069781 | 0 | 0.023708 | 0.11028 | 0.11028 | 0.24851 | 0.0098702 | 0.22307 | 0.0083998 | 0.0087745 | 0.010514 | 0.0076879 | 0.47986 | 0.47986 | 0.0050681 | 0.5075 | 0.0069816 | 0.5075 | 0.50775 | 0.0069781 | 0.01113 | 0.010883 | 0.665 | 0.024493 | 0.5125 | 0.5125 | 0.024493 | 0.10269 | 0.10262 | 0.03664 | 0.010659 | 0.00050681 | 0.0027875 | 0.50875 | 0.60375 | 0.00050688 | 0.0005005 | 0.00050681 | 0.0075156 | 0.00054659 | 0.00099923 | 0.0070628 | 0.51698 | 0.021873 | 0.0069695 | 0.0069695 | 0.0069695 |  | 0 | 0.020137 | 0.51025 | 0.51025 | 0.019684 | 0.0099294 | 0.22307 | 0.0083998 | 0.0087745 | 0.010514 | 0.0076879 | 0.505 | 0.505 | 0.0050681 | 0.5075 | 0.50775 | 0.5075 | 0.50775 | 0.5075 | 0.0069816 | 0.0069781 | 0.0090606 | 0.44068 | 0.0069828 | 0.0069828 | 0.36486 | 0.27401 | 0.44721 | 0.39259 | 0.50975 | 0.00050681 | 0.0027775 | 0.50875 | 0.60375 | 0.00050688 | 0.19583 | 0.000505 | 0.0075156 | 0.5005 | 0.00074975 | 0.0070628 | 0.0071085 | 0.51698 | 0.0069781 | 0.0069781 | 0.0069695 | 0.50687 | 0 | 0.50687 | 0.010598 | 0.010598 | 0.51 | 0.0050681 | 0.2577 | 0.0033908 | 0.003542 | 0.0042443 | 0.0031034 | 0.0050688 | 0.0050688 | 0.0027775 | 0.0069781 | 0.50775 | 0.0069781 | 0.0069816 | 1 | 0.0069816 | 0.0069781 | 0.022589 | 0.012925 | 0.012925 | 0.012925 | 0.012925 | 0.010506 | 0.018767 | 0.03664 | 0.010659 | 0.00050681 | 0.0027875 | 0.50875 | 0.60375 | 0.00051025 | 0.0005005 | 0.00050681 | 0.0075156 | 0.00054659 | 0.00099923 | 0.0070628 | 0.51698 | 0.021873 | 0.0069695 | 0.0069695 | 0.0069695 |  | 0 | 0.020137 | 0.51025 | 0.51025 | 0.019684 | 0.0099294 | 0.22307 | 0.0083998 | 0.0087745 | 0.010514 | 0.0076879 | 0.505 | 0.505 | 0.0050681 | 0.5075 | 0.50775 | 0.5075 | 0.50775 | 0.5075 | 0.0069816 | 0.0069781 | 0.0090606 | 0.44068 | 0.0069828 | 0.0069828 | 0.36486 | 0.27401 | 0.44721 | 0.10402 | 0.12752
8: single anchor | 0.029771 | 0.067841 | 0.013605 | 0.0054261 | 0.017239 | 0.20339 | 0.00098657 | 0.0034716 | 0.00098657 | 0.091392 | 0.00098657 | 0.00099901 | 0.027271 | 0.034946 | 0.032341 | 0.070274 | 0.035987 | 0.047179 | 0.047179 | 0 | 0.027107 | 0.055539 | 0.055079 | 0.019516 | 0.0098657 | 0.020879 | 0.22838 | 0.28227 | 0.53247 | 0.12599 | 0.0098657 | 0.0098657 | 0.0098657 | 0.014789 | 0.015279 | 0.014789 | 0.015279 | 0.014789 | 0.015091 | 0.014612 | 0.32342 | 0.089371 | 0.024587 | 0.024587 | 0.064239 | 0.024963 | 0.14662 | 0.029771 | 0.067841 | 0.013605 | 0.0054261 | 0.017239 | 0.20339 | 0.00098657 | 0.0034716 | 0.00098657 | 0.091392 | 0.00098657 | 0.00099901 | 0.027271 | 0.041706 | 0.032341 | 0.013565 | 0.013565 | 0.047247 | 0.040697 | 0 | 0.027268 | 0.055539 | 0.055079 | 0.019516 | 0.0098657 | 0.020879 | 0.22838 | 0.28227 | 0.53247 | 0.12599 | 0.0098657 | 0.0098657 | 0.0098657 | 0.014789 | 0.015279 | 0.014789 | 0.015279 | 0.014789 | 0.015279 | 0.014789 | 0.32342 | 0.091558 | 0.024587 | 0.024587 | 0.06653 | 0.024963 | 0.14946 | 0.029771 | 0.067841 | 0.013605 | 0.0054261 | 0.017239 | 0.20339 | 0.00098657 | 0.0039804 | 0.00098657 | 0.091392 | 0.00098657 | 0.00099901 | 0.027271 | 0.041698 | 0.032341 | 0.013548 | 0.070788 | 0.013548 | 0.013548 | 0 | 0.026856 | 0.055539 | 0.055079 | 0.019516 | 0.0098657 | 0.020879 | 0.22838 | 0.28227 | 0.53247 | 0.12599 | 0.0098657 | 0.0098657 | 0.0098657 | 0.014789 | 0.015279 | 0.014789 | 0.015279 | 0.014789 | 0.014798 | 0.014336 | 0.32342 | 0.091555 | 0.024587 | 0.024587 | 0.066527 | 0.024963 | 0.14946 | 0.029771 | 0.067841 | 0.013605 | 0.0054261 | 0.017239 | 0.20339 | 0.00098657 | 0.0034716 | 0.00098657 | 0.091392 | 0.00098657 | 0.00099901 | 0.027271 | 0.034946 | 0.032341 | 0.070461 | 0.035999 | 0.047302 | 0.047302 | 0 | 0.027107 | 0.055539 | 0.055079 | 0.019516 | 0.0098657 | 0.020879 | 0.22838 | 0.28226 | 0.53247 | 0.12599 | 0.0098657 | 0.0098657 | 0.0098657 | 0.014789 | 0.015279 | 0.014789 | 0.015279 | 0.014789 | 0.015091 | 0.014612 | 0.32341 | 0.089371 | 0.024587 | 0.024587 | 0.064239 | 0.024963 | 0.14662 | 0.039034 | 0.017866 | 0.013605 | 0.0054261 | 0.033259 | 0.25924 | 0.00098651 | 0.00099901 | 0.00098657 | 0.091388 | 0.0020441 | 0.00099848 | 0.027284 | 0.041232 | 0.032905 | 0.013565 | 0.013565 | 0.02722 | 0.013548 | 0 | 0.027268 | 0.031056 | 0.031056 | 0.019516 | 0.0098657 | 0.027585 | 0.22838 | 0.28226 | 0.53247 | 0.12599 | 0.025477 | 0.025477 | 0.0098657 | 0.035786 | 0.043025 | 0.035786 | 0.036529 | 0.035786 | 0.015279 | 0.014789 | 0.32341 | 0.069505 | 0.024587 | 0.024587 | 0.055027 | 0.041365 | 0.13901 | 0.03132 | 0.038604 | 0.013612 | 0.0027875 | 0.0069317 | 0.0082261 | 0.00050681 | 0.0027793 | 0.00050681 | 0.0074473 | 0.00050681 | 0.00099925 | 0.044611 | 0.041266 | 0.032897 | 0.0136 | 0.0355 | 0.0136 | 0.0136 | 0 | 0.02711 | 0.03139 | 0.031143 | 0.019684 | 0.0098657 | 0.013686 | 0.0083998 | 0.0087745 | 0.010514 | 0.0076879 | 0.0050681 | 0.0050681 | 0.0050681 | 0.0069147 | 0.0069181 | 0.0069147 | 0.0069181 | 0.0069147 | 0.015095 | 0.014616 | 0.0090606 | 0.069709 | 0.0069828 | 0.0069828 | 0.05508 | 0.024975 | 0.13907 | 0.03132 | 0.038604 | 0.013612 | 0.0027875 | 0.0069317 | 0.0082261 | 0.00050681 | 0.0025396 | 0.00050681 | 0.0074473 | 0.00050681 | 0.00099925 | 0.00051366 | 0.26214 | 0.032897 | 0.47157 | 0.013559 | 0.0069781 | 0.0069781 | 0 | 0.027268 | 0.03139 | 0.031143 | 0.019684 | 0.0098657 | 0.013686 | 0.0083998 | 0.0087745 | 0.010514 | 0.0076879 | 0.0050681 | 0.0050681 | 0.0050681 | 0.5075 | 0.50775 | 0.5075 | 0.50775 | 0.5075 | 0.015279 | 0.01479 | 0.0090606 | 0.14484 | 0.0069828 | 0.0069828 | 0.13185 | 0.024975 | 0.23431 | 0.025187 | 0.010659 | 0.00050681 | 0.45337 | 0.50875 | 0.60375 | 0.00050688 | 0.0005005 | 0.10918 | 0.0075156 | 0.00054659 | 0.00099923 | 0.0070628 | 0.51698 | 0.021873 | 0.0069695 | 0.0069695 | 0.0069695 | 0.47045 | 0 | 0.020137 | 0.51025 | 0.51025 | 0.39189 | 0.0050681 | 0.47823 | 0.6165 | 0.644 | 0.77169 | 0.56425 | 0.505 | 0.505 | 0.505 | 0.5075 | 0.50775 | 0.5075 | 0.50775 | 0.5075 | 0.0069816 | 0.0069781 | 0.665 | 0.44068 | 0.5125 | 0.5125 | 0.36486 | 0.27401 | 0.44721 | 0.50975 | 0.010659 | 0.00050681 | 0.50275 | 0.50875 | 0.60375 | 0.072241 | 0.00050688 | 0.0005005 | 0.54659 | 0.00054659 | 0.0005005 | 0.51366 | 0.0071085 | 0.0071085 | 0.0069816 | 0.50688 | 0.0069816 | 0.0069816 | 0 | 0.0069816 | 0.51025 | 0.51025 | 0.51 | 0.0050681 | 0.47823 | 0.6165 | 0.644 | 0.77169 | 0.56425 | 0.505 | 0.505 | 0.505 | 0.5075 | 0.0069816 | 0.5075 | 0.50775 | 0.0069781 | 1 | 0.0069781 | 0.022589 | 0.5125 | 0.5125 | 0.5125 | 0.5125 | 0.5125 | 0.5525 | 0.025187 | 0.010659 | 0.00050681 | 0.3564 | 0.50875 | 0.60375 | 0.00050688 | 0.0005005 | 0.068953 | 0.0075156 | 0.00054659 | 0.00099923 | 0.0070628 | 0.51698 | 0.021873 | 0.0069695 | 0.0069695 | 0.0069695 | 0.47045 | 0 | 0.020137 | 0.51025 | 0.51025 | 0.39189 | 0.0099294 | 0.22307 | 0.6165 | 0.644 | 0.77169 | 0.56425 | 0.505 | 0.505 | 0.37481 | 0.5075 | 0.50775 | 0.5075 | 0.50775 | 0.5075 | 0.0069816 | 0.0069781 | 0.665 | 0.44068 | 0.5125 | 0.5125 | 0.36486 | 0.27401 | 0.44721 | 0.13563 | 0.014541
8: shared anchor | 0.029771 | 0.067841 | 0.013605 | 0.0054261 | 0.017239 | 0.20339 | 0.00098657 | 0.0039804 | 0.00098657 | 0.091392 | 0.00098657 | 0.00099901 | 0.027271 | 0.041698 | 0.032341 | 0.013548 | 0.070767 | 0.013548 | 0.013548 | 0 | 0.026856 | 0.055539 | 0.055079 | 0.019516 | 0.0098657 | 0.020879 | 0.22838 | 0.28227 | 0.53247 | 0.12599 | 0.0098657 | 0.0098657 | 0.0098657 | 0.014789 | 0.015279 | 0.014789 | 0.015279 | 0.014789 | 0.014798 | 0.014336 | 0.32342 | 0.091555 | 0.024587 | 0.024587 | 0.066527 | 0.024963 | 0.14946 | 0.029771 | 0.067841 | 0.013605 | 0.0054261 | 0.017239 | 0.20339 | 0.00098657 | 0.0034716 | 0.00098657 | 0.091392 | 0.00098657 | 0.00099901 | 0.027271 | 0.034946 | 0.032341 | 0.070417 | 0.035999 | 0.047257 | 0.047257 | 0 | 0.027107 | 0.055539 | 0.055079 | 0.019516 | 0.0098657 | 0.020879 | 0.22838 | 0.28227 | 0.53247 | 0.12599 | 0.0098657 | 0.0098657 | 0.0098657 | 0.014789 | 0.015279 | 0.014789 | 0.015279 | 0.014789 | 0.015091 | 0.014612 | 0.32342 | 0.089371 | 0.024587 | 0.024587 | 0.064239 | 0.024963 | 0.14662 | 0.039034 | 0.017866 | 0.013605 | 0.0054261 | 0.033256 | 0.25924 | 0.00098651 | 0.00099901 | 0.00098657 | 0.091388 | 0.0020439 | 0.00099848 | 0.027271 | 0.041232 | 0.032905 | 0.013565 | 0.013565 | 0.02722 | 0.013548 | 0 | 0.027268 | 0.031056 | 0.031056 | 0.019516 | 0.0098657 | 0.027583 | 0.22838 | 0.28227 | 0.53247 | 0.12599 | 0.025474 | 0.025474 | 0.0098657 | 0.035779 | 0.043018 | 0.035779 | 0.036522 | 0.035779 | 0.015279 | 0.014789 | 0.32342 | 0.069505 | 0.024587 | 0.024587 | 0.055027 | 0.041364 | 0.13901 | 0.02975 | 0.068236 | 0.013605 | 0.0054612 | 0.017375 | 0.20599 | 0.00099294 | 0.0039982 | 0.00099294 | 0.092507 | 0.00099294 | 0.000999 | 0.048192 | 0.041729 | 0.032334 | 0.0136 | 0.048257 | 0.0136 | 0.0136 | 0 | 0.027018 | 0.055862 | 0.055399 | 0.019514 | 0.0098657 | 0.020978 | 0.2313 | 0.2859 | 0.5394 | 0.12756 | 0.0099294 | 0.0099294 | 0.0099294 | 0.014894 | 0.01539 | 0.014894 | 0.01539 | 0.014894 | 0.014988 | 0.014515 | 0.32759 | 0.091852 | 0.024821 | 0.024821 | 0.066689 | 0.024963 | 0.14961 | 0.02975 | 0.068236 | 0.013605 | 0.0054612 | 0.017375 | 0.20599 | 0.00099294 | 0.0039994 | 0.00099294 | 0.092507 | 0.00099294 | 0.000999 | 0.00051366 | 0.043523 | 0.032334 | 0.017315 | 0.013559 | 0.0136 | 0.0136 | 0 | 0.027268 | 0.055862 | 0.055399 | 0.019514 | 0.0098657 | 0.020978 | 0.2313 | 0.2859 | 0.5394 | 0.12756 | 0.0099294 | 0.0099294 | 0.0099294 | 0.015651 | 0.016164 | 0.015651 | 0.016164 | 0.015651 | 0.015279 | 0.01479 | 0.32759 | 0.092432 | 0.024821 | 0.024821 | 0.067297 | 0.024963 | 0.15036 | 0.025187 | 0.010659 | 0.00050681 | 0.14466 | 0.50875 | 0.60375 | 0.00050688 | 0.0005005 | 0.02655 | 0.0075156 | 0.00054659 | 0.00099923 | 0.0070628 | 0.51698 | 0.021873 | 0.0069695 | 0.0069695 | 0.0069695 | 0.47121 | 0 | 0.020137 | 0.51025 | 0.51025 | 0.37714 | 0.0099294 | 0.22307 | 0.24129 | 0.2968 | 0.55457 | 0.13581 | 0.505 | 0.505 | 0.010746 | 0.5075 | 0.50775 | 0.5075 | 0.50775 | 0.5075 | 0.0069816 | 0.0069781 | 0.62755 | 0.44068 | 0.44131 | 0.44131 | 0.36486 | 0.27401 | 0.44721 | 0.025187 | 0.010659 | 0.00050681 | 0.14407 | 0.50875 | 0.60375 | 0.072241 | 0.00050688 | 0.0005005 | 0.54659 | 0.00054659 | 0.00099923 | 0.51366 | 0.0071085 | 0.021873 | 0.0069781 | 0.50688 | 0.0069781 | 0.0069781 | 0 | 0.020137 | 0.51025 | 0.51025 | 0.033685 | 0.0099294 | 0.22307 | 0.24129 | 0.2968 | 0.55457 | 0.13581 | 0.505 | 0.505 | 0.010746 | 0.5075 | 0.0069816 | 0.5075 | 0.50775 | 0.0069781 | 0.0069816 | 0.0069781 | 0.022589 | 0.012925 | 0.012925 | 0.012925 | 0.012925 | 0.27401 | 0.018767 | 0.025187 | 0.010659 | 0.00050681 | 0.14466 | 0.50875 | 0.60375 | 0.00050688 | 0.0005005 | 0.02655 | 0.0075156 | 0.00054659 | 0.00099923 | 0.0070628 | 0.51698 | 0.021873 | 0.0069695 | 0.0069695 | 0.0069695 | 0.47045 | 0 | 0.020137 | 0.51025 | 0.51025 | 0.37714 | 0.0099294 | 0.22307 | 0.24129 | 0.2968 | 0.55457 | 0.13581 | 0.505 | 0.505 | 0.010746 | 0.5075 | 0.50775 | 0.5075 | 0.50775 | 0.5075 | 0.0069816 | 0.0069781 | 0.62755 | 0.44068 | 0.44131 | 0.44131 | 0.36486 | 0.27401 | 0.44721 | 0.025187 | 0.010659 | 0.00050681 | 0.14407 | 0.50875 | 0.60375 | 0.072241 | 0.00050688 | 0.0005005 | 0.54659 | 0.00054659 | 0.00099923 | 0.51366 | 0.0071085 | 0.0071085 | 0.0069781 | 0.50688 | 0.0069781 | 0.0069781 | 0 | 0.0069781 | 0.51025 | 0.51025 | 0.38891 | 0.0099294 | 0.22307 | 0.24064 | 0.29606 | 0.5534 | 0.13534 | 0.505 | 0.505 | 0.010526 | 0.5075 | 0.0069816 | 0.5075 | 0.50775 | 0.0069781 | 0.0069816 | 1 | 0.022589 | 0.5125 | 0.5125 | 0.5125 | 0.5125 | 0.5125 | 0.5525 | 0.025187 | 0.010659 | 0.00050681 | 0.14466 | 0.50875 | 0.60375 | 0.00050688 | 0.0005005 | 0.02655 | 0.0075156 | 0.00054659 | 0.00099923 | 0.0070628 | 0.51698 | 0.021873 | 0.0069695 | 0.0069695 | 0.0069695 | 0.47045 | 0 | 0.020137 | 0.51025 | 0.51025 | 0.37714 | 0.0099294 | 0.22307 | 0.24129 | 0.2968 | 0.55457 | 0.13581 | 0.505 | 0.505 | 0.010746 | 0.5075 | 0.50775 | 0.5075 | 0.50775 | 0.5075 | 0.0069816 | 0.0069781 | 0.62755 | 0.44068 | 0.44131 | 0.44131 | 0.36486 | 0.27401 | 0.44721 | 0.15089 | 0.014192
8: buoyancy modules | 0.029771 | 0.067841 | 0.013605 | 0.0054261 | 0.017239 | 0.20339 | 0.00098657 | 0.0034716 | 0.00098657 | 0.091392 | 0.00098657 | 0.00099901 | 0.028291 | 0.034946 | 0.032341 | 0.056333 | 0.028504 | 0.040697 | 0.040697 | 0 | 0.027161 | 0.055539 | 0.055079 | 0.019516 | 0.0098657 | 0.020879 | 0.22838 | 0.28227 | 0.53247 | 0.12599 | 0.0098657 | 0.0098657 | 0.0098657 | 0.014789 | 0.015279 | 0.014789 | 0.015279 | 0.014789 | 0.015154 | 0.014671 | 0.32342 | 0.089371 | 0.024587 | 0.024587 | 0.064239 | 0.024963 | 0.14662 | 0.029771 | 0.067841 | 0.013605 | 0.0054261 | 0.017239 | 0.20339 | 0.00098657 | 0.0039804 | 0.00098657 | 0.091392 | 0.00098657 | 0.00099901 | 0.027271 | 0.041619 | 0.032341 | 0.013385 | 0.013385 | 0.013548 | 0.013548 | 0 | 0.02727 | 0.055539 | 0.055079 | 0.019516 | 0.0098657 | 0.020879 | 0.22838 | 0.28227 | 0.53247 | 0.12599 | 0.0098657 | 0.0098657 | 0.0098657 | 0.029189 | 0.029936 | 0.029189 | 0.029936 | 0.029189 | 0.015281 | 0.014791 | 0.32342 | 0.09153 | 0.024587 | 0.024587 | 0.066501 | 0.024963 | 0.14943 | 0.029771 | 0.067841 | 0.013605 | 0.0054261 | 0.017239 | 0.20339 | 0.00098657 | 0.0034716 | 0.00098657 | 0.091392 | 0.00098657 | 0.00099901 | 0.028291 | 0.034946 | 0.032341 | 0.056333 | 0.028504 | 0.040697 | 0.040697 | 0 | 0.027161 | 0.055539 | 0.055079 | 0.019516 | 0.0098657 | 0.020879 | 0.22838 | 0.28227 | 0.53247 | 0.12599 | 0.0098657 | 0.0098657 | 0.0098657 | 0.014789 | 0.015279 | 0.014789 | 0.015279 | 0.014789 | 0.015154 | 0.014671 | 0.32342 | 0.089371 | 0.024587 | 0.024587 | 0.064239 | 0.024963 | 0.14662 | 0.029771 | 0.067841 | 0.013605 | 0.0054261 | 0.017239 | 0.20339 | 0.00098657 | 0.0039804 | 0.00098657 | 0.091392 | 0.00098657 | 0.00099901 | 0.027271 | 0.041619 | 0.032341 | 0.013385 | 0.013385 | 0.013548 | 0.013548 | 0 | 0.02727 | 0.055539 | 0.055079 | 0.019516 | 0.0098657 | 0.020879 | 0.22838 | 0.28227 | 0.53247 | 0.12599 | 0.0098657 | 0.0098657 | 0.0098657 | 0.029189 | 0.029936 | 0.029189 | 0.029936 | 0.029189 | 0.015281 | 0.014791 | 0.32342 | 0.09153 | 0.024587 | 0.024587 | 0.066501 | 0.024963 | 0.14943 | 0.029771 | 0.067841 | 0.013605 | 0.0054261 | 0.017239 | 0.20339 | 0.00098657 | 0.0034716 | 0.00098657 | 0.091392 | 0.00098657 | 0.00099901 | 0.028291 | 0.034946 | 0.032341 | 0.056333 | 0.028504 | 0.040697 | 0.040697 | 0 | 0.027161 | 0.055539 | 0.055079 | 0.019516 | 0.0098657 | 0.020879 | 0.22838 | 0.28226 | 0.53247 | 0.12599 | 0.0098657 | 0.0098657 | 0.0098657 | 0.014789 | 0.015279 | 0.014789 | 0.015279 | 0.014789 | 0.015154 | 0.014671 | 0.32341 | 0.089371 | 0.024587 | 0.024587 | 0.064239 | 0.024963 | 0.14662 | 0.029771 | 0.067841 | 0.013605 | 0.0054261 | 0.017239 | 0.20339 | 0.00098657 | 0.0039804 | 0.00098657 | 0.091392 | 0.00098657 | 0.00099901 | 0.027284 | 0.041619 | 0.032341 | 0.013385 | 0.013385 | 0.013548 | 0.013548 | 0 | 0.02727 | 0.055539 | 0.055079 | 0.019516 | 0.0098657 | 0.020879 | 0.22838 | 0.28226 | 0.53247 | 0.12599 | 0.0098657 | 0.0098657 | 0.0098657 | 0.029196 | 0.029942 | 0.029196 | 0.029942 | 0.029196 | 0.015281 | 0.014791 | 0.32341 | 0.09153 | 0.024587 | 0.024587 | 0.066501 | 0.024963 | 0.14943 | 0.03132 | 0.038604 | 0.013612 | 0.0027875 | 0.0069317 | 0.0082261 | 0.00050681 | 0.0022757 | 0.00050681 | 0.0074473 | 0.00050681 | 0.00099925 | 0.027824 | 0.034483 | 0.032897 | 0.032037 | 0.018784 | 0.026433 | 0.026433 | 0 | 0.027231 | 0.03139 | 0.031143 | 0.019684 | 0.0098657 | 0.47823 | 0.0083998 | 0.0087745 | 0.010514 | 0.0076879 | 0.0050681 | 0.0050681 | 0.0050681 | 0.0069147 | 0.0069181 | 0.0069147 | 0.0069181 | 0.0069147 | 0.015235 | 0.014748 | 0.0090606 | 0.067402 | 0.0069828 | 0.0069828 | 0.052723 | 0.024975 | 0.13614 | 0.03132 | 0.038604 | 0.013612 | 0.0027875 | 0.0069317 | 0.0082261 | 0.00050681 | 0.0022757 | 0.00050681 | 0.0074473 | 0.00050681 | 0.00099925 | 0.00051366 | 0.038113 | 0.032897 | 0.0070628 | 0.0070628 | 0.46928 | 0.46824 | 0 | 0.027315 | 0.03139 | 0.031143 | 0.019684 | 0.0098657 | 0.32506 | 0.0083998 | 0.0087745 | 0.010514 | 0.0076879 | 0.0050681 | 0.0050681 | 0.0050681 | 0.5075 | 0.50775 | 0.5075 | 0.50775 | 0.5075 | 0.015334 | 0.014841 | 0.0090606 | 0.068637 | 0.0069828 | 0.0069828 | 0.053984 | 0.024975 | 0.13771 | 0.033846 | 0.31415 | 0.00050681 | 0.0027875 | 0.00050875 | 0.60375 | 0.00051025 | 0.0005005 | 0.5005 | 0.54659 | 0.00050681 | 0.00099925 | 0.00051366 | 0.010598 | 0.010598 | 0.50688 | 0.00050688 | 0.50688 | 0.50687 | 0 | 0.020137 | 0.013633 | 0.013633 | 0.51 | 0.0050681 | 0.47823 | 0.0083998 | 0.0087745 | 0.010514 | 0.0076879 | 0.505 | 0.505 | 0.0050681 | 0.0077548 | 0.0080133 | 0.0077548 | 0.0080133 | 0.0077548 | 0.0069816 | 0.0069781 | 1 | 0.5125 | 0.5125 | 0.5125 | 0.010506 | 0.010506 | 0.011326 | 0.065918 | 0.36991 | 0.00050681 | 0.40099 | 0.00050875 | 0.00060375 | 0.00051025 | 0.0005005 | 0.5005 | 0.54659 | 0.072908 | 0.00096312 | 0.51366 | 0.00051698 | 0.010598 | 0.00050688 | 0.00050688 | 0.0069695 | 0.47045 | 0 | 0.020137 | 0.00051025 | 0.00051025 | 0.39148 | 0.0050681 | 0.47823 | 0.6165 | 0.644 | 0.77169 | 0.56425 | 0.505 | 0.505 | 0.505 | 0.5075 | 0.50775 | 0.5075 | 0.50775 | 0.5075 | 0.0069816 | 0.0069781 | 0.665 | 0.5125 | 0.5125 | 0.5125 | 0.5125 | 0.010506 | 0.5525 | 0.096055 | 0.31116
8: tether and anchor systems | 0.029771 | 0.067841 | 0.013605 | 0.0054261 | 0.017239 | 0.20339 | 0.00098657 | 0.0034716 | 0.00098657 | 0.091392 | 0.00098657 | 0.00099901 | 0.028291 | 0.034946 | 0.032341 | 0.056333 | 0.028504 | 0.040697 | 0.040697 | 0 | 0.027161 | 0.055539 | 0.055079 | 0.019516 | 0.0098657 | 0.020879 | 0.22838 | 0.28227 | 0.53247 | 0.12599 | 0.0098657 | 0.0098657 | 0.0098657 | 0.014789 | 0.015279 | 0.014789 | 0.015279 | 0.014789 | 0.015154 | 0.014671 | 0.32342 | 0.089371 | 0.024587 | 0.024587 | 0.064239 | 0.024963 | 0.14662 | 0.029771 | 0.067841 | 0.013605 | 0.0054261 | 0.017239 | 0.20339 | 0.00098657 | 0.0039804 | 0.00098657 | 0.091392 | 0.00098657 | 0.00099901 | 0.027271 | 0.041619 | 0.032341 | 0.013385 | 0.013385 | 0.013548 | 0.013548 | 0 | 0.02727 | 0.055539 | 0.055079 | 0.019516 | 0.0098657 | 0.020879 | 0.22838 | 0.28227 | 0.53247 | 0.12599 | 0.0098657 | 0.0098657 | 0.0098657 | 0.029189 | 0.029936 | 0.029189 | 0.029936 | 0.029189 | 0.015281 | 0.014791 | 0.32342 | 0.09153 | 0.024587 | 0.024587 | 0.066501 | 0.024963 | 0.14943 | 0.029771 | 0.067841 | 0.013605 | 0.0054261 | 0.017239 | 0.20339 | 0.00098657 | 0.0034716 | 0.00098657 | 0.091392 | 0.00098657 | 0.00099901 | 0.028291 | 0.034946 | 0.032341 | 0.056333 | 0.028504 | 0.040697 | 0.040697 | 0 | 0.027161 | 0.055539 | 0.055079 | 0.019516 | 0.0098657 | 0.020879 | 0.22838 | 0.28227 | 0.53247 | 0.12599 | 0.0098657 | 0.0098657 | 0.0098657 | 0.014789 | 0.015279 | 0.014789 | 0.015279 | 0.014789 | 0.015154 | 0.014671 | 0.32342 | 0.089371 | 0.024587 | 0.024587 | 0.064239 | 0.024963 | 0.14662 | 0.029771 | 0.067841 | 0.013605 | 0.0054261 | 0.017239 | 0.20339 | 0.00098657 | 0.0039804 | 0.00098657 | 0.091392 | 0.00098657 | 0.00099901 | 0.027271 | 0.041619 | 0.032341 | 0.013385 | 0.013385 | 0.013548 | 0.013548 | 0 | 0.02727 | 0.055539 | 0.055079 | 0.019516 | 0.0098657 | 0.020879 | 0.22838 | 0.28227 | 0.53247 | 0.12599 | 0.0098657 | 0.0098657 | 0.0098657 | 0.029189 | 0.029936 | 0.029189 | 0.029936 | 0.029189 | 0.015281 | 0.014791 | 0.32342 | 0.09153 | 0.024587 | 0.024587 | 0.066501 | 0.024963 | 0.14943 | 0.029771 | 0.067841 | 0.013605 | 0.0054261 | 0.017239 | 0.20339 | 0.00098657 | 0.0034716 | 0.00098657 | 0.091392 | 0.00098657 | 0.00099901 | 0.028291 | 0.034946 | 0.032341 | 0.056333 | 0.028504 | 0.040697 | 0.040697 | 0 | 0.027161 | 0.055539 | 0.055079 | 0.019516 | 0.0098657 | 0.020879 | 0.22838 | 0.28226 | 0.53247 | 0.12599 | 0.0098657 | 0.0098657 | 0.0098657 | 0.014789 | 0.015279 | 0.014789 | 0.015279 | 0.014789 | 0.015154 | 0.014671 | 0.32341 | 0.089371 | 0.024587 | 0.024587 | 0.064239 | 0.024963 | 0.14662 | 0.029771 | 0.067841 | 0.013605 | 0.0054261 | 0.017239 | 0.20339 | 0.00098657 | 0.0039804 | 0.00098657 | 0.091392 | 0.00098657 | 0.00099901 | 0.027284 | 0.041619 | 0.032341 | 0.013385 | 0.013385 | 0.013548 | 0.013548 | 0 | 0.02727 | 0.055539 | 0.055079 | 0.019516 | 0.0098657 | 0.020879 | 0.22838 | 0.28226 | 0.53247 | 0.12599 | 0.0098657 | 0.0098657 | 0.0098657 | 0.029196 | 0.029942 | 0.029196 | 0.029942 | 0.029196 | 0.015281 | 0.014791 | 0.32341 | 0.09153 | 0.024587 | 0.024587 | 0.066501 | 0.024963 | 0.14943 | 0.03132 | 0.038604 | 0.013612 | 0.0027875 | 0.0069317 | 0.0082261 | 0.00050681 | 0.0022757 | 0.00050681 | 0.0074473 | 0.00050681 | 0.00099925 | 0.027824 | 0.034483 | 0.032897 | 0.032037 | 0.018784 | 0.026433 | 0.026433 | 0 | 0.027231 | 0.03139 | 0.031143 | 0.019684 | 0.0098657 | 0.47823 | 0.0083998 | 0.0087745 | 0.010514 | 0.0076879 | 0.0050681 | 0.0050681 | 0.0050681 | 0.0069147 | 0.0069181 | 0.0069147 | 0.0069181 | 0.0069147 | 0.015235 | 0.014748 | 0.0090606 | 0.067402 | 0.0069828 | 0.0069828 | 0.052723 | 0.024975 | 0.13614 | 0.03132 | 0.038604 | 0.013612 | 0.0027875 | 0.0069317 | 0.0082261 | 0.00050681 | 0.0022757 | 0.00050681 | 0.0074473 | 0.00050681 | 0.00099925 | 0.00051366 | 0.038113 | 0.032897 | 0.0070628 | 0.0070628 | 0.46928 | 0.46824 | 0 | 0.027315 | 0.03139 | 0.031143 | 0.019684 | 0.0098657 | 0.32506 | 0.0083998 | 0.0087745 | 0.010514 | 0.0076879 | 0.0050681 | 0.0050681 | 0.0050681 | 0.5075 | 0.50775 | 0.5075 | 0.50775 | 0.5075 | 0.015334 | 0.014841 | 0.0090606 | 0.068637 | 0.0069828 | 0.0069828 | 0.053984 | 0.024975 | 0.13771 | 0.033846 | 0.31415 | 0.00050681 | 0.0027875 | 0.00050875 | 0.60375 | 0.00051025 | 0.0005005 | 0.5005 | 0.54659 | 0.00050681 | 0.00099925 | 0.00051366 | 0.010598 | 0.010598 | 0.50688 | 0.00050688 | 0.50688 | 0.50687 | 0 | 0.020137 | 0.010506 | 0.010506 | 0.51 | 0.0050681 | 0.47823 | 0.0083998 | 0.0087745 | 0.010514 | 0.0076879 | 0.505 | 0.505 | 0.0050681 | 0.0077548 | 0.0080133 | 0.0077548 | 0.0080133 | 0.0077548 | 0.0069816 | 0.0069781 | 0.665 | 1 | 0.5125 | 0.5125 | 0.010506 | 0.010506 | 0.011326 | 0.065918 | 0.36991 | 0.00050681 | 0.40099 | 0.00050875 | 0.00060375 | 0.00051025 | 0.0005005 | 0.5005 | 0.54659 | 0.072908 | 0.00096312 | 0.51366 | 0.00051698 | 0.010598 | 0.00050688 | 0.00050688 | 0.0069695 | 0.47045 | 0 | 0.020137 | 0.00051025 | 0.00051025 | 0.39148 | 0.0050681 | 0.47823 | 0.6165 | 0.644 | 0.77169 | 0.56425 | 0.505 | 0.505 | 0.505 | 0.5075 | 0.50775 | 0.5075 | 0.50775 | 0.5075 | 0.0069816 | 0.0069781 | 0.665 | 0.5125 | 0.5125 | 0.5125 | 0.5125 | 0.010506 | 0.5525 | 0.096367 | 0.15373
8: cable protection system | 0.029771 | 0.067841 | 0.013605 | 0.0054261 | 0.017239 | 0.20339 | 0.00098657 | 0.0034716 | 0.00098657 | 0.091392 | 0.00098657 | 0.00099901 | 0.028291 | 0.034946 | 0.032341 | 0.056333 | 0.028504 | 0.040697 | 0.040697 | 0 | 0.027161 | 0.055539 | 0.055079 | 0.019516 | 0.0098657 | 0.020879 | 0.22838 | 0.28227 | 0.53247 | 0.12599 | 0.0098657 | 0.0098657 | 0.0098657 | 0.014789 | 0.015279 | 0.014789 | 0.015279 | 0.014789 | 0.015154 | 0.014671 | 0.32342 | 0.089371 | 0.024587 | 0.024587 | 0.064239 | 0.024963 | 0.14662 | 0.029771 | 0.067841 | 0.013605 | 0.0054261 | 0.017239 | 0.20339 | 0.00098657 | 0.0039804 | 0.00098657 | 0.091392 | 0.00098657 | 0.00099901 | 0.027271 | 0.041619 | 0.032341 | 0.013385 | 0.013385 | 0.013548 | 0.013548 | 0 | 0.02727 | 0.055539 | 0.055079 | 0.019516 | 0.0098657 | 0.020879 | 0.22838 | 0.28227 | 0.53247 | 0.12599 | 0.0098657 | 0.0098657 | 0.0098657 | 0.029189 | 0.029936 | 0.029189 | 0.029936 | 0.029189 | 0.015281 | 0.014791 | 0.32342 | 0.09153 | 0.024587 | 0.024587 | 0.066501 | 0.024963 | 0.14943 | 0.029771 | 0.067841 | 0.013605 | 0.0054261 | 0.017239 | 0.20339 | 0.00098657 | 0.0034716 | 0.00098657 | 0.091392 | 0.00098657 | 0.00099901 | 0.028291 | 0.034946 | 0.032341 | 0.056333 | 0.028504 | 0.040697 | 0.040697 | 0 | 0.027161 | 0.055539 | 0.055079 | 0.019516 | 0.0098657 | 0.020879 | 0.22838 | 0.28227 | 0.53247 | 0.12599 | 0.0098657 | 0.0098657 | 0.0098657 | 0.014789 | 0.015279 | 0.014789 | 0.015279 | 0.014789 | 0.015154 | 0.014671 | 0.32342 | 0.089371 | 0.024587 | 0.024587 | 0.064239 | 0.024963 | 0.14662 | 0.029771 | 0.067841 | 0.013605 | 0.0054261 | 0.017239 | 0.20339 | 0.00098657 | 0.0039804 | 0.00098657 | 0.091392 | 0.00098657 | 0.00099901 | 0.027271 | 0.041619 | 0.032341 | 0.013385 | 0.013385 | 0.013548 | 0.013548 | 0 | 0.02727 | 0.055539 | 0.055079 | 0.019516 | 0.0098657 | 0.020879 | 0.22838 | 0.28227 | 0.53247 | 0.12599 | 0.0098657 | 0.0098657 | 0.0098657 | 0.029189 | 0.029936 | 0.029189 | 0.029936 | 0.029189 | 0.015281 | 0.014791 | 0.32342 | 0.09153 | 0.024587 | 0.024587 | 0.066501 | 0.024963 | 0.14943 | 0.029771 | 0.067841 | 0.013605 | 0.0054261 | 0.017239 | 0.20339 | 0.00098657 | 0.0034716 | 0.00098657 | 0.091392 | 0.00098657 | 0.00099901 | 0.028291 | 0.034946 | 0.032341 | 0.056333 | 0.028504 | 0.040697 | 0.040697 | 0 | 0.027161 | 0.055539 | 0.055079 | 0.019516 | 0.0098657 | 0.020879 | 0.22838 | 0.28226 | 0.53247 | 0.12599 | 0.0098657 | 0.0098657 | 0.0098657 | 0.014789 | 0.015279 | 0.014789 | 0.015279 | 0.014789 | 0.015154 | 0.014671 | 0.32341 | 0.089371 | 0.024587 | 0.024587 | 0.064239 | 0.024963 | 0.14662 | 0.029771 | 0.067841 | 0.013605 | 0.0054261 | 0.017239 | 0.20339 | 0.00098657 | 0.0039804 | 0.00098657 | 0.091392 | 0.00098657 | 0.00099901 | 0.027284 | 0.041619 | 0.032341 | 0.013385 | 0.013385 | 0.013548 | 0.013548 | 0 | 0.02727 | 0.055539 | 0.055079 | 0.019516 | 0.0098657 | 0.020879 | 0.22838 | 0.28226 | 0.53247 | 0.12599 | 0.0098657 | 0.0098657 | 0.0098657 | 0.029196 | 0.029942 | 0.029196 | 0.029942 | 0.029196 | 0.015281 | 0.014791 | 0.32341 | 0.09153 | 0.024587 | 0.024587 | 0.066501 | 0.024963 | 0.14943 | 0.03132 | 0.038604 | 0.013612 | 0.0027875 | 0.0069317 | 0.0082261 | 0.00050681 | 0.0022757 | 0.00050681 | 0.0074473 | 0.00050681 | 0.00099925 | 0.027824 | 0.034483 | 0.032897 | 0.032037 | 0.018784 | 0.026433 | 0.026433 | 0 | 0.027231 | 0.03139 | 0.031143 | 0.019684 | 0.0098657 | 0.47823 | 0.0083998 | 0.0087745 | 0.010514 | 0.0076879 | 0.0050681 | 0.0050681 | 0.0050681 | 0.0069147 | 0.0069181 | 0.0069147 | 0.0069181 | 0.0069147 | 0.015235 | 0.014748 | 0.0090606 | 0.067402 | 0.0069828 | 0.0069828 | 0.052723 | 0.024975 | 0.13614 | 0.03132 | 0.038604 | 0.013612 | 0.0027875 | 0.0069317 | 0.0082261 | 0.00050681 | 0.0022757 | 0.00050681 | 0.0074473 | 0.00050681 | 0.00099925 | 0.00051366 | 0.038113 | 0.032897 | 0.0070628 | 0.0070628 | 0.46928 | 0.46824 | 0 | 0.027315 | 0.03139 | 0.031143 | 0.019684 | 0.0098657 | 0.32506 | 0.0083998 | 0.0087745 | 0.010514 | 0.0076879 | 0.0050681 | 0.0050681 | 0.0050681 | 0.5075 | 0.50775 | 0.5075 | 0.50775 | 0.5075 | 0.015334 | 0.014841 | 0.0090606 | 0.068637 | 0.0069828 | 0.0069828 | 0.053984 | 0.024975 | 0.13771 | 0.033846 | 0.31415 | 0.00050681 | 0.0027875 | 0.00050875 | 0.60375 | 0.00051025 | 0.0005005 | 0.5005 | 0.54659 | 0.00050681 | 0.00099925 | 0.00051366 | 0.010598 | 0.010598 | 0.50688 | 0.00050688 | 0.50688 | 0.50687 | 0 | 0.020137 | 0.010506 | 0.010506 | 0.51 | 0.0050681 | 0.47823 | 0.0083998 | 0.0087745 | 0.010514 | 0.0076879 | 0.505 | 0.505 | 0.0050681 | 0.0077548 | 0.0080133 | 0.0077548 | 0.0080133 | 0.0077548 | 0.0069816 | 0.0069781 | 0.665 | 0.5125 | 1 | 0.5125 | 0.010506 | 0.010506 | 0.011326 | 0.065918 | 0.36991 | 0.00050681 | 0.40099 | 0.00050875 | 0.00060375 | 0.00051025 | 0.0005005 | 0.5005 | 0.54659 | 0.072908 | 0.00096312 | 0.51366 | 0.00051698 | 0.010598 | 0.00050688 | 0.00050688 | 0.0069695 | 0.47045 | 0 | 0.020137 | 0.00051025 | 0.00051025 | 0.39148 | 0.0050681 | 0.47823 | 0.6165 | 0.644 | 0.77169 | 0.56425 | 0.505 | 0.505 | 0.505 | 0.5075 | 0.50775 | 0.5075 | 0.50775 | 0.5075 | 0.0069816 | 0.0069781 | 0.665 | 0.5125 | 0.5125 | 0.5125 | 0.5125 | 0.010506 | 0.5525 | 0.096367 | 0.088364
8: dynamic cable | 0.029771 | 0.067841 | 0.013605 | 0.0054261 | 0.017239 | 0.20339 | 0.00098657 | 0.0039804 | 0.00098657 | 0.091392 | 0.00098657 | 0.00099901 | 0.027271 | 0.041698 | 0.032341 | 0.013548 | 0.070768 | 0.013548 | 0.013548 | 0 |  | 0.055539 | 0.055079 | 0.019516 | 0.0098657 | 0.020879 | 0.22838 | 0.28227 | 0.53247 | 0.12599 | 0.0098657 | 0.0098657 | 0.0098657 | 0.014789 | 0.015279 | 0.014789 | 0.015279 | 0.014789 | 0.014798 | 0.014336 | 0.32342 | 0.091555 | 0.024587 | 0.024587 | 0.066527 | 0.024963 | 0.14946 | 0.029771 | 0.067841 | 0.013605 | 0.0054261 | 0.017239 | 0.20339 | 0.00098657 | 0.0034716 | 0.00098657 | 0.091392 | 0.00098657 | 0.00099901 | 0.027271 | 0.034946 | 0.032341 | 0.070417 | 0.035999 | 0.047258 | 0.047258 | 0 | 0.027107 | 0.055539 | 0.055079 | 0.019516 | 0.0098657 | 0.020879 | 0.22838 | 0.28227 | 0.53247 | 0.12599 | 0.0098657 | 0.0098657 | 0.0098657 | 0.014789 | 0.015279 | 0.014789 | 0.015279 | 0.014789 | 0.015091 | 0.014612 | 0.32342 | 0.089371 | 0.024587 | 0.024587 | 0.064239 | 0.024963 | 0.14662 | 0.039034 | 0.017866 | 0.013605 | 0.0054261 | 0.033257 | 0.25924 | 0.00098654 | 0.00099901 | 0.00098657 | 0.091392 | 0.0020439 | 0.00099848 | 0.027271 | 0.041232 | 0.032905 | 0.013565 | 0.013565 | 0.027221 | 0.013548 | 0 | 0.027268 | 0.031056 | 0.031056 | 0.019516 | 0.0098657 | 0.027584 | 0.22838 | 0.28227 | 0.53247 | 0.12599 | 0.025475 | 0.025475 | 0.0098657 | 0.035779 | 0.043019 | 0.035779 | 0.036522 | 0.035779 | 0.015279 | 0.014789 | 0.32342 | 0.069506 | 0.024587 | 0.024587 | 0.055028 | 0.041365 | 0.13901 | 0.029771 | 0.067841 | 0.013605 | 0.0054261 | 0.017239 | 0.20339 | 0.00098657 | 0.0039804 | 0.00098657 | 0.091392 | 0.00098657 | 0.00099901 | 0.048125 | 0.041698 | 0.032341 | 0.013548 | 0.048071 | 0.013548 | 0.013548 | 0 | 0.02702 | 0.055539 | 0.055079 | 0.019516 | 0.0098657 | 0.020879 | 0.22838 | 0.28227 | 0.53247 | 0.12599 | 0.0098657 | 0.0098657 | 0.0098657 | 0.014789 | 0.015279 | 0.014789 | 0.015279 | 0.014789 | 0.014989 | 0.014516 | 0.32342 | 0.091555 | 0.024587 | 0.024587 | 0.066527 | 0.024963 | 0.14946 | 0.02977 | 0.067855 | 0.013605 | 0.0054274 | 0.017244 | 0.20349 | 0.0009868 | 0.0039831 | 0.0009868 | 0.091433 | 0.0009868 | 0.00099901 | 0.027271 | 0.047526 | 0.032341 | 0.025636 | 0.013385 | 0.013574 | 0.013574 | 0 | 0.02727 | 0.055551 | 0.055091 | 0.019516 | 0.0098657 | 0.020883 | 0.22848 | 0.2824 | 0.53273 | 0.12605 | 0.009868 | 0.009868 | 0.009868 | 0.028958 | 0.029705 | 0.028958 | 0.029705 | 0.028958 | 0.015281 | 0.014791 | 0.32357 |  | 0.024595 | 0.024595 | 0.068508 | 0.024963 | 0.15192 | 0.028893 | 0.017862 | 0.013605 | 0.016621 | 0.026632 | 0.25402 | 0.00098973 | 0.00099901 | 0.0035244 | 0.091951 | 0.000916 | 0.00099904 | 0.026983 | 0.041255 | 0.032904 | 0.013609 | 0.013609 | 0.013564 | 0.085786 | 0 | 0.027268 | 0.031113 | 0.031113 |  | 0.0098657 | 0.025167 | 0.25385 | 0.30843 | 0.56184 | 0.15016 | 0.020212 | 0.020212 | 0.02043 | 0.029116 | 0.036468 | 0.029116 | 0.02986 | 0.029116 | 0.015279 | 0.014789 | 0.38175 | 0.069565 | 0.082211 | 0.082211 | 0.055062 | 0.04086 | 0.13905 | 0.02975 | 0.13992 | 0.013128 | 0.0054612 | 0.017375 | 0.20599 | 0.03736 | 0.00050688 | 0.00099294 | 0.54659 | 0.00099294 | 0.000999 | 0.51366 | 0.0071085 | 0.03066 | 0.0069781 | 0.50687 | 0.0069781 | 0.0069781 | 0 | 0.023708 | 0.12858 | 0.12817 | 0.019514 | 0.009868 | 0.020978 | 0.2313 | 0.2859 | 0.5394 | 0.12756 | 0.0099294 | 0.0099294 | 0.0099294 | 0.014894 | 0.0069816 | 0.014894 | 0.01539 | 0.0069781 | 0.01113 | 0.010883 | 0.32759 | 0.024493 | 0.024821 | 0.024821 | 0.024493 | 0.024963 | 0.10262 | 0.02975 | 0.054819 | 0.013612 | 0.0054612 | 0.017375 | 0.20599 | 0.00050688 | 0.0032457 | 0.00099294 | 0.0075156 | 0.00099294 | 0.000999 | 0.00051366 | 0.27928 | 0.032573 | 0.50687 | 0.50687 | 0.27782 | 0.042213 | 0 | 0.023708 | 0.045464 | 0.044996 | 0.019514 | 0.0098657 | 0.020978 | 0.2313 | 0.2859 | 0.5394 | 0.12756 | 0.0099294 | 0.0099294 | 0.0099294 | 0.015651 | 0.016164 | 0.015651 | 0.016164 | 0.015651 | 0.01113 | 0.010883 | 0.32759 |  | 0.024821 | 0.024821 |  | 0.024963 |  | 0.50975 | 0.010659 | 0.00050681 | 0.0027775 | 0.008925 | 0.015094 | 0.00051025 | 0.09951 | 0.000505 | 0.0095654 | 0.00054659 | 0.0005005 | 0.51366 | 0.51698 | 0.010598 | 0.0075156 | 0.0075156 | 0.0069695 | 0.50687 | 0 | 0.50687 | 0.011205 | 0.011205 | 0.01025 | 0.0099294 | 0.0060375 | 0.6165 | 0.644 | 0.77169 | 0.56425 | 0.0054659 | 0.0054659 | 0.000505 | 0.5075 | 0.50775 | 0.5075 | 0.50775 | 0.5075 | 0.0069816 | 0.0069781 | 0.665 | 0.5125 | 0.5125 | 1 | 0.010506 | 0.5125 | 0.011326 | 0.034606 | 0.14052 | 0.00050681 | 0.0057603 | 0.00050875 | 0.00060375 | 0.00051025 | 0.0005005 | 0.0012976 | 0.54659 | 0.0010473 | 0.00099898 | 0.51366 | 0.00051698 | 0.033608 | 0.00050688 | 0.00050688 | 0.013652 |  | 0 | 0.027362 | 0.00051025 | 0.00051025 | 0.062625 | 0.0099294 | 0.011535 | 0.23581 | 0.29135 | 0.54924 | 0.13027 | 0.010695 | 0.010695 | 0.010473 | 0.15851 | 0.16502 | 0.15851 | 0.16377 | 0.15851 | 0.015389 | 0.014893 | 0.34198 | 0.026393 | 0.027023 | 0.027023 | 0.026007 | 0.024736 | 0.10787 | 0.088159 | 0.088364
8: static cable | 0.029771 | 0.067841 | 0.013605 | 0.0054261 | 0.017239 | 0.20339 | 0.00098657 | 0.0039804 | 0.00098657 | 0.091392 | 0.00098657 | 0.00099901 | 0.027271 | 0.041698 | 0.032341 | 0.013548 | 0.070768 | 0.013548 | 0.013548 | 0 |  | 0.055539 | 0.055079 | 0.019516 | 0.0098657 | 0.020879 | 0.22838 | 0.28227 | 0.53247 | 0.12599 | 0.0098657 | 0.0098657 | 0.0098657 | 0.014789 | 0.015279 | 0.014789 | 0.015279 | 0.014789 | 0.014798 | 0.014336 | 0.32342 | 0.091555 | 0.024587 | 0.024587 | 0.066527 | 0.024963 | 0.14946 | 0.029771 | 0.067841 | 0.013605 | 0.0054261 | 0.017239 | 0.20339 | 0.00098657 | 0.0034716 | 0.00098657 | 0.091392 | 0.00098657 | 0.00099901 | 0.027271 | 0.034946 | 0.032341 | 0.070417 | 0.035999 | 0.047258 | 0.047258 | 0 | 0.027107 | 0.055539 | 0.055079 | 0.019516 | 0.0098657 | 0.020879 | 0.22838 | 0.28227 | 0.53247 | 0.12599 | 0.0098657 | 0.0098657 | 0.0098657 | 0.014789 | 0.015279 | 0.014789 | 0.015279 | 0.014789 | 0.015091 | 0.014612 | 0.32342 | 0.089371 | 0.024587 | 0.024587 | 0.064239 | 0.024963 | 0.14662 | 0.039034 | 0.017866 | 0.013605 | 0.0054261 | 0.033257 | 0.25924 | 0.00098654 | 0.00099901 | 0.00098657 | 0.091392 | 0.0020439 | 0.00099848 | 0.027271 | 0.041232 | 0.032905 | 0.013565 | 0.013565 | 0.027221 | 0.013548 | 0 | 0.027268 | 0.031056 | 0.031056 | 0.019516 | 0.0098657 | 0.027584 | 0.22838 | 0.28227 | 0.53247 | 0.12599 | 0.025475 | 0.025475 | 0.0098657 | 0.035779 | 0.043019 | 0.035779 | 0.036522 | 0.035779 | 0.015279 | 0.014789 | 0.32342 | 0.069506 | 0.024587 | 0.024587 | 0.055028 | 0.041365 | 0.13901 | 0.029771 | 0.067841 | 0.013605 | 0.0054261 | 0.017239 | 0.20339 | 0.00098657 | 0.0039804 | 0.00098657 | 0.091392 | 0.00098657 | 0.00099901 | 0.048125 | 0.041698 | 0.032341 | 0.013548 | 0.048071 | 0.013548 | 0.013548 | 0 | 0.02702 | 0.055539 | 0.055079 | 0.019516 | 0.0098657 | 0.020879 | 0.22838 | 0.28227 | 0.53247 | 0.12599 | 0.0098657 | 0.0098657 | 0.0098657 | 0.014789 | 0.015279 | 0.014789 | 0.015279 | 0.014789 | 0.014989 | 0.014516 | 0.32342 | 0.091555 | 0.024587 | 0.024587 | 0.066527 | 0.024963 | 0.14946 | 0.02977 | 0.067855 | 0.013605 | 0.0054274 | 0.017244 | 0.20349 | 0.0009868 | 0.0039831 | 0.0009868 | 0.091433 | 0.0009868 | 0.00099901 | 0.027271 | 0.047526 | 0.032341 | 0.025636 | 0.013385 | 0.013574 | 0.013574 | 0 | 0.02727 | 0.055551 | 0.055091 | 0.019516 | 0.0098657 | 0.020883 | 0.22848 | 0.2824 | 0.53273 | 0.12605 | 0.009868 | 0.009868 | 0.009868 | 0.028958 | 0.029705 | 0.028958 | 0.029705 | 0.028958 | 0.015281 | 0.014791 | 0.32357 |  | 0.024595 | 0.024595 | 0.068508 | 0.024963 | 0.15192 | 0.028893 | 0.017862 | 0.013605 | 0.016621 | 0.026632 | 0.25402 | 0.00098973 | 0.00099901 | 0.0035244 | 0.091951 | 0.000916 | 0.00099904 | 0.026983 | 0.041255 | 0.032904 | 0.013609 | 0.013609 | 0.013564 | 0.085786 | 0 | 0.027268 | 0.031113 | 0.031113 |  | 0.0098657 | 0.025167 | 0.25385 | 0.30843 | 0.56184 | 0.15016 | 0.020212 | 0.020212 | 0.02043 | 0.029116 | 0.036468 | 0.029116 | 0.02986 | 0.029116 | 0.015279 | 0.014789 | 0.38175 | 0.069565 | 0.082211 | 0.082211 | 0.055062 | 0.04086 | 0.13905 | 0.02975 | 0.13992 | 0.013128 | 0.0054612 | 0.017375 | 0.20599 | 0.03736 | 0.00050688 | 0.00099294 | 0.54659 | 0.00099294 | 0.000999 | 0.51366 | 0.0071085 | 0.03066 | 0.0069781 | 0.50687 | 0.0069781 | 0.0069781 | 0 | 0.023708 | 0.12858 | 0.12817 | 0.019514 | 0.009868 | 0.020978 | 0.2313 | 0.2859 | 0.5394 | 0.12756 | 0.0099294 | 0.0099294 | 0.0099294 | 0.014894 | 0.0069816 | 0.014894 | 0.01539 | 0.0069781 | 0.01113 | 0.010883 | 0.32759 | 0.024493 | 0.024821 | 0.024821 | 0.024493 | 0.024963 | 0.10262 | 0.02975 | 0.054819 | 0.013612 | 0.0054612 | 0.017375 | 0.20599 | 0.00050688 | 0.0032457 | 0.00099294 | 0.0075156 | 0.00099294 | 0.000999 | 0.00051366 | 0.27928 | 0.032573 | 0.50687 | 0.50687 | 0.27782 | 0.042213 | 0 | 0.023708 | 0.045464 | 0.044996 | 0.019514 | 0.0098657 | 0.020978 | 0.2313 | 0.2859 | 0.5394 | 0.12756 | 0.0099294 | 0.0099294 | 0.0099294 | 0.015651 | 0.016164 | 0.015651 | 0.016164 | 0.015651 | 0.01113 | 0.010883 | 0.32759 |  | 0.024821 | 0.024821 |  | 0.024963 |  | 0.50975 | 0.010659 | 0.00050681 | 0.0027775 | 0.008925 | 0.015094 | 0.00051025 | 0.09951 | 0.000505 | 0.0095654 | 0.00054659 | 0.0005005 | 0.51366 | 0.51698 | 0.010598 | 0.0075156 | 0.0075156 | 0.0069695 | 0.50687 | 0 | 0.50687 | 0.011205 | 0.011205 | 0.01025 | 0.0099294 | 0.0060375 | 0.6165 | 0.644 | 0.77169 | 0.56425 | 0.0054659 | 0.0054659 | 0.000505 | 0.5075 | 0.50775 | 0.5075 | 0.50775 | 0.5075 | 0.0069816 | 0.0069781 | 0.665 | 0.5125 | 0.5125 | 0.5125 | 1 | 0.5125 | 0.011326 | 0.034606 | 0.14052 | 0.00050681 | 0.0057603 | 0.00050875 | 0.00060375 | 0.00051025 | 0.0005005 | 0.0012976 | 0.54659 | 0.0010473 | 0.00099898 | 0.51366 | 0.00051698 | 0.033608 | 0.00050688 | 0.00050688 | 0.013652 |  | 0 | 0.027362 | 0.00051025 | 0.00051025 | 0.062625 | 0.0099294 | 0.011535 | 0.23581 | 0.29135 | 0.54924 | 0.13027 | 0.010695 | 0.010695 | 0.010473 | 0.15851 | 0.16502 | 0.15851 | 0.16377 | 0.15851 | 0.015389 | 0.014893 | 0.34198 | 0.026393 | 0.027023 | 0.027023 | 0.026007 | 0.024736 | 0.10787 | 0.089243 | 0.11332
8: terminations | 0.029771 | 0.067841 | 0.013605 | 0.0054261 | 0.017239 | 0.20339 | 0.00098657 | 0.0039804 | 0.00098657 | 0.091392 | 0.00098657 | 0.00099901 | 0.027271 | 0.041698 | 0.032341 | 0.013548 | 0.070768 | 0.013548 | 0.013548 | 0 |  | 0.055539 | 0.055079 | 0.019516 | 0.0098657 | 0.020879 | 0.22838 | 0.28227 | 0.53247 | 0.12599 | 0.0098657 | 0.0098657 | 0.0098657 | 0.014789 | 0.015279 | 0.014789 | 0.015279 | 0.014789 | 0.014798 | 0.014336 | 0.32342 | 0.091555 | 0.024587 | 0.024587 | 0.066527 | 0.024963 | 0.14946 | 0.029771 | 0.067841 | 0.013605 | 0.0054261 | 0.017239 | 0.20339 | 0.00098657 | 0.0034716 | 0.00098657 | 0.091392 | 0.00098657 | 0.00099901 | 0.027271 | 0.034946 | 0.032341 | 0.070417 | 0.035999 | 0.047258 | 0.047258 | 0 | 0.027107 | 0.055539 | 0.055079 | 0.019516 | 0.0098657 | 0.020879 | 0.22838 | 0.28227 | 0.53247 | 0.12599 | 0.0098657 | 0.0098657 | 0.0098657 | 0.014789 | 0.015279 | 0.014789 | 0.015279 | 0.014789 | 0.015091 | 0.014612 | 0.32342 | 0.089371 | 0.024587 | 0.024587 | 0.064239 | 0.024963 | 0.14662 | 0.039034 | 0.017866 | 0.013605 | 0.0054261 | 0.033257 | 0.25924 | 0.00098654 | 0.00099901 | 0.00098657 | 0.091392 | 0.0020439 | 0.00099848 | 0.027271 | 0.041232 | 0.032905 | 0.013565 | 0.013565 | 0.027221 | 0.013548 | 0 | 0.027268 | 0.031056 | 0.031056 | 0.019516 | 0.0098657 | 0.027584 | 0.22838 | 0.28227 | 0.53247 | 0.12599 | 0.025475 | 0.025475 | 0.0098657 | 0.035779 | 0.043019 | 0.035779 | 0.036522 | 0.035779 | 0.015279 | 0.014789 | 0.32342 | 0.069506 | 0.024587 | 0.024587 | 0.055028 | 0.041365 | 0.13901 | 0.029771 | 0.067841 | 0.013605 | 0.0054261 | 0.017239 | 0.20339 | 0.00098657 | 0.0039804 | 0.00098657 | 0.091392 | 0.00098657 | 0.00099901 | 0.048125 | 0.041698 | 0.032341 | 0.013548 | 0.048071 | 0.013548 | 0.013548 | 0 | 0.02702 | 0.055539 | 0.055079 | 0.019516 | 0.0098657 | 0.020879 | 0.22838 | 0.28227 | 0.53247 | 0.12599 | 0.0098657 | 0.0098657 | 0.0098657 | 0.014789 | 0.015279 | 0.014789 | 0.015279 | 0.014789 | 0.014989 | 0.014516 | 0.32342 | 0.091555 | 0.024587 | 0.024587 | 0.066527 | 0.024963 | 0.14946 | 0.02977 | 0.067855 | 0.013605 | 0.0054274 | 0.017244 | 0.20349 | 0.0009868 | 0.0039831 | 0.0009868 | 0.091433 | 0.0009868 | 0.00099901 | 0.027271 | 0.047526 | 0.032341 | 0.025636 | 0.013385 | 0.013574 | 0.013574 | 0 | 0.02727 | 0.055551 | 0.055091 | 0.019516 | 0.0098657 | 0.020883 | 0.22848 | 0.2824 | 0.53273 | 0.12605 | 0.009868 | 0.009868 | 0.009868 | 0.028958 | 0.029705 | 0.028958 | 0.029705 | 0.028958 | 0.015281 | 0.014791 | 0.32357 |  | 0.024595 | 0.024595 | 0.068508 | 0.024963 | 0.15192 | 0.028893 | 0.017862 | 0.013605 | 0.016621 | 0.026632 | 0.25402 | 0.00098973 | 0.00099901 | 0.0035244 | 0.091951 | 0.000916 | 0.00099904 | 0.026983 | 0.041255 | 0.032904 | 0.013609 | 0.013609 | 0.013564 | 0.085786 | 0 | 0.027268 | 0.031113 | 0.031113 |  | 0.0098657 | 0.025167 | 0.25385 | 0.30843 | 0.56184 | 0.15016 | 0.020212 | 0.020212 | 0.02043 | 0.029116 | 0.036468 | 0.029116 | 0.02986 | 0.029116 | 0.015279 | 0.014789 | 0.38175 | 0.069565 | 0.082211 | 0.082211 | 0.055062 | 0.04086 | 0.13905 | 0.02975 | 0.13992 | 0.013128 | 0.0054612 | 0.017375 | 0.20599 | 0.03736 | 0.00050688 | 0.00099294 | 0.54659 | 0.00099294 | 0.000999 | 0.51366 | 0.0071085 | 0.03066 | 0.0069781 | 0.50687 | 0.0069781 | 0.0069781 | 0 | 0.023708 | 0.12858 | 0.12817 | 0.019514 | 0.009868 | 0.020978 | 0.2313 | 0.2859 | 0.5394 | 0.12756 | 0.0099294 | 0.0099294 | 0.0099294 | 0.014894 | 0.0069816 | 0.014894 | 0.01539 | 0.0069781 | 0.01113 | 0.010883 | 0.32759 | 0.024493 | 0.024821 | 0.024821 | 0.024493 | 0.024963 | 0.10262 | 0.02975 | 0.054819 | 0.013612 | 0.0054612 | 0.017375 | 0.20599 | 0.00050688 | 0.0032457 | 0.00099294 | 0.0075156 | 0.00099294 | 0.000999 | 0.00051366 | 0.27928 | 0.032573 | 0.50687 | 0.50687 | 0.27782 | 0.042213 | 0 | 0.023708 | 0.045464 | 0.044996 | 0.019514 | 0.0098657 | 0.020978 | 0.2313 | 0.2859 | 0.5394 | 0.12756 | 0.0099294 | 0.0099294 | 0.0099294 | 0.015651 | 0.016164 | 0.015651 | 0.016164 | 0.015651 | 0.01113 | 0.010883 | 0.32759 |  | 0.024821 | 0.024821 |  | 0.024963 |  | 0.50975 | 0.010659 | 0.00050681 | 0.0027775 | 0.008925 | 0.015094 | 0.00051025 | 0.09951 | 0.000505 | 0.0095654 | 0.00054659 | 0.0005005 | 0.51366 | 0.51698 | 0.010598 | 0.0075156 | 0.0075156 | 0.0069695 | 0.50687 | 0 | 0.50687 | 0.011205 | 0.011205 | 0.01025 | 0.0099294 | 0.0060375 | 0.6165 | 0.644 | 0.77169 | 0.56425 | 0.0054659 | 0.0054659 | 0.000505 | 0.5075 | 0.50775 | 0.5075 | 0.50775 | 0.5075 | 0.0069816 | 0.0069781 | 0.665 | 0.5125 | 0.5125 | 0.5125 | 0.010506 | 1 | 0.011326 | 0.034606 | 0.14052 | 0.00050681 | 0.0057603 | 0.00050875 | 0.00060375 | 0.00051025 | 0.0005005 | 0.0012976 | 0.54659 | 0.0010473 | 0.00099898 | 0.51366 | 0.00051698 | 0.033608 | 0.00050688 | 0.00050688 | 0.013652 |  | 0 | 0.027362 | 0.00051025 | 0.00051025 | 0.062625 | 0.0099294 | 0.011535 | 0.23581 | 0.29135 | 0.54924 | 0.13027 | 0.010695 | 0.010695 | 0.010473 | 0.15851 | 0.16502 | 0.15851 | 0.16377 | 0.15851 | 0.015389 | 0.014893 | 0.34198 | 0.026393 | 0.027023 | 0.027023 | 0.026007 | 0.024736 | 0.10787 | 0.088159 | 0.072338
8: offshore joints | 0.029771 | 0.067841 | 0.013605 | 0.0054261 | 0.017239 | 0.20339 | 0.00098657 | 0.0039804 | 0.00098657 | 0.091392 | 0.00098657 | 0.00099901 | 0.027271 | 0.041698 | 0.032341 | 0.013548 | 0.070768 | 0.013548 | 0.013548 | 0 |  | 0.055539 | 0.055079 | 0.019516 | 0.0098657 | 0.020879 | 0.22838 | 0.28227 | 0.53247 | 0.12599 | 0.0098657 | 0.0098657 | 0.0098657 | 0.014789 | 0.015279 | 0.014789 | 0.015279 | 0.014789 | 0.014798 | 0.014336 | 0.32342 | 0.091555 | 0.024587 | 0.024587 | 0.066527 | 0.024963 | 0.14946 | 0.029771 | 0.067841 | 0.013605 | 0.0054261 | 0.017239 | 0.20339 | 0.00098657 | 0.0034716 | 0.00098657 | 0.091392 | 0.00098657 | 0.00099901 | 0.027271 | 0.034946 | 0.032341 | 0.070417 | 0.035999 | 0.047258 | 0.047258 | 0 | 0.027107 | 0.055539 | 0.055079 | 0.019516 | 0.0098657 | 0.020879 | 0.22838 | 0.28227 | 0.53247 | 0.12599 | 0.0098657 | 0.0098657 | 0.0098657 | 0.014789 | 0.015279 | 0.014789 | 0.015279 | 0.014789 | 0.015091 | 0.014612 | 0.32342 | 0.089371 | 0.024587 | 0.024587 | 0.064239 | 0.024963 | 0.14662 | 0.039034 | 0.017866 | 0.013605 | 0.0054261 | 0.033257 | 0.25924 | 0.00098654 | 0.00099901 | 0.00098657 | 0.091392 | 0.0020439 | 0.00099848 | 0.027271 | 0.041232 | 0.032905 | 0.013565 | 0.013565 | 0.027221 | 0.013548 | 0 | 0.027268 | 0.031056 | 0.031056 | 0.019516 | 0.0098657 | 0.027584 | 0.22838 | 0.28227 | 0.53247 | 0.12599 | 0.025475 | 0.025475 | 0.0098657 | 0.035779 | 0.043019 | 0.035779 | 0.036522 | 0.035779 | 0.015279 | 0.014789 | 0.32342 | 0.069506 | 0.024587 | 0.024587 | 0.055028 | 0.041365 | 0.13901 | 0.029771 | 0.067841 | 0.013605 | 0.0054261 | 0.017239 | 0.20339 | 0.00098657 | 0.0039804 | 0.00098657 | 0.091392 | 0.00098657 | 0.00099901 | 0.048125 | 0.041698 | 0.032341 | 0.013548 | 0.048071 | 0.013548 | 0.013548 | 0 | 0.02702 | 0.055539 | 0.055079 | 0.019516 | 0.0098657 | 0.020879 | 0.22838 | 0.28227 | 0.53247 | 0.12599 | 0.0098657 | 0.0098657 | 0.0098657 | 0.014789 | 0.015279 | 0.014789 | 0.015279 | 0.014789 | 0.014989 | 0.014516 | 0.32342 | 0.091555 | 0.024587 | 0.024587 | 0.066527 | 0.024963 | 0.14946 | 0.02977 | 0.067855 | 0.013605 | 0.0054274 | 0.017244 | 0.20349 | 0.0009868 | 0.0039831 | 0.0009868 | 0.091433 | 0.0009868 | 0.00099901 | 0.027271 | 0.047526 | 0.032341 | 0.025636 | 0.013385 | 0.013574 | 0.013574 | 0 | 0.02727 | 0.055551 | 0.055091 | 0.019516 | 0.0098657 | 0.020883 | 0.22848 | 0.2824 | 0.53273 | 0.12605 | 0.009868 | 0.009868 | 0.009868 | 0.028958 | 0.029705 | 0.028958 | 0.029705 | 0.028958 | 0.015281 | 0.014791 | 0.32357 | 0.093451 | 0.024595 | 0.024595 | 0.068508 | 0.024963 | 0.15192 | 0.028893 | 0.017862 | 0.013605 | 0.016621 | 0.026632 | 0.25402 | 0.00098973 | 0.00099901 | 0.0035244 | 0.091951 | 0.000916 | 0.00099904 | 0.026983 | 0.041255 | 0.032904 | 0.013609 | 0.013609 | 0.013564 | 0.085786 | 0 | 0.027268 | 0.031113 | 0.031113 |  | 0.0098657 | 0.025167 | 0.25385 | 0.30843 | 0.56184 | 0.15016 | 0.020212 | 0.020212 | 0.02043 | 0.029116 | 0.036468 | 0.029116 | 0.02986 | 0.029116 | 0.015279 | 0.014789 | 0.38175 | 0.069565 | 0.082211 | 0.082211 | 0.055062 | 0.04086 | 0.13905 | 0.02975 | 0.13992 | 0.013128 | 0.0054612 | 0.017375 | 0.20599 | 0.03736 | 0.00050688 | 0.00099294 | 0.54659 | 0.00099294 | 0.000999 | 0.51366 | 0.0071085 | 0.03066 | 0.0069781 | 0.50687 | 0.0069781 | 0.0069781 | 0 | 0.023708 | 0.12858 | 0.12817 | 0.019514 | 0.009868 | 0.020978 | 0.2313 | 0.2859 | 0.5394 | 0.12756 | 0.0099294 | 0.0099294 | 0.0099294 | 0.014894 | 0.0069816 | 0.014894 | 0.01539 | 0.0069781 | 0.01113 | 0.010883 | 0.32759 | 0.024493 | 0.024821 | 0.024821 | 0.024493 | 0.024963 | 0.10262 | 0.02975 | 0.054819 | 0.013612 | 0.0054612 | 0.017375 | 0.20599 | 0.00050688 | 0.0032457 | 0.00099294 | 0.0075156 | 0.00099294 | 0.000999 | 0.00051366 | 0.27928 | 0.032573 | 0.50687 | 0.50687 | 0.27782 | 0.042213 | 0 | 0.023708 | 0.045464 | 0.044996 | 0.019514 | 0.0098657 | 0.020978 | 0.2313 | 0.2859 | 0.5394 | 0.12756 | 0.0099294 | 0.0099294 | 0.0099294 | 0.015651 | 0.016164 | 0.015651 | 0.016164 | 0.015651 | 0.01113 | 0.010883 | 0.32759 |  | 0.024821 | 0.024821 |  | 0.024963 |  | 0.50975 | 0.010659 | 0.00050681 | 0.0027775 | 0.008925 | 0.063394 | 0.00051025 | 0.09951 | 0.000505 | 0.0095654 | 0.00054659 | 0.0005005 | 0.51366 | 0.51698 | 0.010598 | 0.0075156 | 0.0075156 | 0.0069695 | 0.50687 | 0 | 0.50687 | 0.011205 | 0.011205 | 0.01105 | 0.0099294 | 0.0060375 | 0.6165 | 0.644 | 0.77169 | 0.56425 | 0.0054659 | 0.0054659 | 0.000505 | 0.5075 | 0.50775 | 0.5075 | 0.50775 | 0.5075 | 0.0069816 | 0.0069781 | 0.665 | 0.5125 | 0.5125 | 0.5125 | 0.010506 | 0.5125 | 1 | 0.034606 | 0.14052 | 0.00050681 | 0.0057603 | 0.00050875 | 0.00060375 | 0.00051025 | 0.0005005 | 0.0012976 | 0.54659 | 0.0010473 | 0.00099898 | 0.51366 | 0.00051698 | 0.033608 | 0.00050688 | 0.00050688 | 0.013652 |  | 0 | 0.027362 | 0.00051025 | 0.00051025 | 0.062625 | 0.0099294 | 0.011535 | 0.23581 | 0.29135 | 0.54924 | 0.13027 | 0.010695 | 0.010695 | 0.010473 | 0.15851 | 0.16502 | 0.15851 | 0.16377 | 0.15851 | 0.015389 | 0.014893 | 0.34198 | 0.026393 | 0.027023 | 0.027023 | 0.026007 | 0.024736 | 0.10787 | 0.089356 | 0.18184
9: Incorrect turbine operation | 0.029771 | 0.067841 | 0.013605 | 0.0054261 | 0.017239 | 0.20339 | 0.00098657 | 0.0034716 | 0.00098657 | 0.091392 | 0.00098657 | 0.00099901 | 0.027271 | 0.041706 | 0.032341 | 0.013565 | 0.013565 | 0.047247 | 0.040697 | 0 | 0.027268 | 0.055539 | 0.055079 | 0.019516 | 0.0098657 | 0.020879 | 0.22838 | 0.28227 | 0.53247 | 0.12599 | 0.0098657 | 0.0098657 | 0.0098657 | 0.014789 | 0.015279 | 0.014789 | 0.015279 | 0.014789 | 0.015279 | 0.014789 | 0.32342 | 0.091558 | 0.024587 | 0.024587 | 0.06653 | 0.024963 | 0.14946 | 0.029771 | 0.067841 | 0.013605 | 0.0054261 | 0.017239 | 0.20339 | 0.00098657 | 0.0039804 | 0.00098657 | 0.091392 | 0.00098657 | 0.00099901 | 0.027271 | 0.041698 | 0.032341 | 0.013548 | 0.070768 | 0.013548 | 0.013548 | 0 |  | 0.055539 | 0.055079 | 0.019516 | 0.0098657 | 0.020879 | 0.22838 | 0.28227 | 0.53247 | 0.12599 | 0.0098657 | 0.0098657 | 0.0098657 | 0.014789 | 0.015279 | 0.014789 | 0.015279 | 0.014789 | 0.014798 | 0.014336 | 0.32342 | 0.091555 | 0.024587 | 0.024587 | 0.066527 | 0.024963 | 0.14946 | 0.029771 | 0.067841 | 0.013605 | 0.0054261 | 0.017239 | 0.20339 | 0.00098657 | 0.0034716 | 0.00098657 | 0.091392 | 0.00098657 | 0.00099901 | 0.027271 | 0.034946 | 0.032341 | 0.070417 | 0.035999 | 0.047258 | 0.047258 | 0 | 0.027107 | 0.055539 | 0.055079 | 0.019516 | 0.0098657 | 0.020879 | 0.22838 | 0.28227 | 0.53247 | 0.12599 | 0.0098657 | 0.0098657 | 0.0098657 | 0.014789 | 0.015279 | 0.014789 | 0.015279 | 0.014789 | 0.015091 | 0.014612 | 0.32342 | 0.089371 | 0.024587 | 0.024587 | 0.064239 | 0.024963 | 0.14662 | 0.039034 | 0.017866 | 0.013605 | 0.0054261 | 0.033257 | 0.25924 | 0.00098654 | 0.00099901 | 0.00098657 | 0.091392 | 0.0020439 | 0.00099848 | 0.027271 | 0.041232 | 0.032905 | 0.013565 | 0.013565 | 0.027221 | 0.013548 | 0 | 0.027268 | 0.031056 | 0.031056 | 0.019516 | 0.0098657 | 0.027584 | 0.22838 | 0.28227 | 0.53247 | 0.12599 | 0.025475 | 0.025475 | 0.0098657 | 0.035779 | 0.043019 | 0.035779 | 0.036522 | 0.035779 | 0.015279 | 0.014789 | 0.32342 | 0.069506 | 0.024587 | 0.024587 | 0.055028 | 0.041365 | 0.13901 | 0.029771 | 0.067841 | 0.013605 | 0.0054261 | 0.017239 | 0.20339 | 0.00098657 | 0.0039804 | 0.00098657 | 0.091392 | 0.00098657 | 0.00099901 | 0.048125 | 0.041698 | 0.032341 | 0.013548 | 0.048071 | 0.013548 | 0.013548 | 0 | 0.02702 | 0.055539 | 0.055079 | 0.019516 | 0.0098657 | 0.020879 | 0.22838 | 0.28227 | 0.53247 | 0.12599 | 0.0098657 | 0.0098657 | 0.0098657 | 0.014789 | 0.015279 | 0.014789 | 0.015279 | 0.014789 | 0.014989 | 0.014516 | 0.32342 | 0.091555 | 0.024587 | 0.024587 | 0.066527 | 0.024963 | 0.14946 | 0.02977 | 0.067855 | 0.013605 | 0.0054274 | 0.017244 | 0.20349 | 0.0009868 | 0.0039831 | 0.0009868 | 0.091433 | 0.0009868 | 0.00099901 | 0.027271 | 0.047526 | 0.032341 | 0.025636 | 0.013385 | 0.013574 | 0.013574 | 0 | 0.02727 | 0.055551 | 0.055091 | 0.019516 | 0.0098657 | 0.020883 | 0.22848 | 0.2824 | 0.53273 | 0.12605 | 0.009868 | 0.009868 | 0.009868 | 0.028958 | 0.029705 | 0.028958 | 0.029705 | 0.028958 | 0.015281 | 0.014791 | 0.32357 | 0.093451 | 0.024595 | 0.024595 | 0.068508 | 0.024963 | 0.15192 | 0.02975 | 0.068149 | 0.013605 | 0.0054612 | 0.017375 | 0.20599 | 0.00098973 | 0.0034859 | 0.00099294 | 0.091951 | 0.00099294 | 0.000999 | 0.026983 | 0.041736 | 0.032335 | 0.013609 | 0.013609 | 0.047381 | 0.040884 | 0 | 0.027268 | 0.055794 | 0.055331 | 0.019514 | 0.0098657 | 0.020978 | 0.2313 | 0.2859 | 0.5394 | 0.12756 | 0.0099294 | 0.0099294 | 0.0099294 | 0.014894 | 0.01539 | 0.014894 | 0.01539 | 0.014894 | 0.015279 | 0.014789 | 0.32759 | 0.091793 | 0.024821 | 0.024821 | 0.066659 | 0.024963 | 0.14958 | 0.02975 | 0.13992 | 0.013128 | 0.0054612 | 0.017375 | 0.20599 | 0.03736 | 0.00050688 | 0.00099294 | 0.54659 | 0.00099294 | 0.000999 | 0.00051366 | 0.0071085 | 0.03066 | 0.0069781 | 0.50688 | 0.0069781 | 0.0069781 | 0 | 0.023708 | 0.12858 | 0.12817 | 0.019514 | 0.009868 | 0.020978 | 0.2313 | 0.2859 | 0.5394 | 0.12756 | 0.0099294 | 0.0099294 | 0.0099294 | 0.015651 | 0.50775 | 0.015651 | 0.016164 | 0.5075 | 0.01113 | 0.010883 | 0.32759 | 0.024493 | 0.024821 | 0.024821 | 0.024493 | 0.024963 | 0.10262 | 0.043638 | 0.018532 | 0.00050681 | 0.0057603 | 0.00050875 | 0.00060375 | 0.00051025 | 0.0005005 | 0.0012976 | 0.0075156 | 0.0011325 | 0.00099893 | 0.51366 | 0.00051698 | 0.033608 | 0.00050688 | 0.00050688 | 0.013652 | 0.25784 | 0 | 0.027362 | 0.00051025 | 0.00051025 | 0.062625 | 0.0099294 | 0.011535 | 0.23581 | 0.29135 | 0.54924 | 0.13027 | 0.011539 | 0.011539 | 0.010473 | 0.15851 | 0.16502 | 0.15851 | 0.16377 | 0.15851 | 0.015389 | 0.014893 | 0.34198 | 0.026393 | 0.027023 | 0.027023 | 0.026007 | 0.024736 | 0.10787 | 1 | 0.0099401 | 0.00050681 | 0.037463 | 0.0089206 | 0.011773 | 0.00051025 | 0.000505 | 0.000505 | 0.0095654 | 0.00054659 | 0.0005005 | 0.51366 | 0.51698 | 0.010598 | 0.0075156 | 0.0075156 | 0.50688 | 0.50687 | 0 | 0.50687 | 0.011205 | 0.011205 | 0.01025 | 0.0099294 | 0.47823 | 0.012022 | 0.012558 | 0.015048 | 0.011003 | 0.0050975 | 0.505 | 0.0027775 | 0.0027912 | 0.0027926 | 0.0027912 | 0.0027926 | 0.0027912 | 0.0069816 | 0.0069781 | 0.0036575 | 0.5125 | 0.0028187 | 0.0028187 | 0.010506 | 0.5125 | 0.011326 | 0.073225 | 0.065288
9: Increased turbine loads | 0.029771 | 0.068142 | 0.013605 | 0.0054261 | 0.017239 | 0.20339 | 0.00098657 | 0 | 0.00098657 | 0.091392 | 0.00098657 | 0.00099901 | 0.027271 | 0.041706 | 0.032341 | 0.013565 | 0.013565 | 0.013548 | 0.013548 | 0 | 0.027268 | 0.055539 | 0.055079 | 0.019516 | 0.0098657 | 0.020879 | 0.22838 | 0.28227 | 0.53247 | 0.12599 | 0.0098657 | 0.0098657 | 0.0098657 | 0.014789 | 0.015279 | 0.014789 | 0.015279 | 0.014789 | 0.015279 | 0.014789 | 0.32342 |  | 0.024587 | 0.024587 |  | 0.024963 |  | 0.029771 | 0.068142 | 0.013605 | 0.0054261 | 0.017239 | 0.20339 | 0.00098657 | 0.0038487 | 0.00098657 | 0.091392 | 0.00098657 | 0.00099901 | 0.027271 | 0.041698 | 0.032341 | 0.013548 |  | 0.013548 | 0.013548 | 0 | 0.020137 | 0.055539 | 0.055079 | 0.019516 | 0.0098657 | 0.020879 | 0.22838 | 0.28227 | 0.53247 | 0.12599 | 0.0098657 | 0.0098657 | 0.0098657 | 0.014789 | 0.015279 | 0.014789 | 0.015279 | 0.014789 | 0.0069816 | 0.0069781 | 0.32342 |  | 0.024587 | 0.024587 |  | 0.024963 |  | 0.029771 | 0.068142 | 0.013605 | 0.0054261 | 0.017239 | 0.20339 | 0.00098657 | 0.0034716 | 0.00098657 | 0.091392 | 0.00098657 | 0.00099901 | 0.027271 | 0.041706 | 0.032341 | 0.013565 | 0.013565 | 0.050466 | 0.04394 | 0 | 0.027268 | 0.055539 | 0.055079 | 0.019516 | 0.0098657 | 0.020879 | 0.22838 | 0.28227 | 0.53247 | 0.12599 | 0.0098657 | 0.0098657 | 0.0098657 | 0.014789 | 0.015279 | 0.014789 | 0.015279 | 0.014789 | 0.015279 | 0.014789 | 0.32342 |  | 0.024587 | 0.024587 |  | 0.024963 |  | 0.029771 |  | 0.013605 | 0.0054261 | 0.017239 | 0.20339 | 0.00098654 |  | 0.00098657 | 0.091392 | 0.00098657 | 0.00099901 | 0.027271 | 0.04171 | 0.032341 | 0.013565 | 0.013565 | 0.013548 | 0.013548 | 0 | 0.027268 | 0.055539 | 0.055079 | 0.019516 | 0.0098657 | 0.020879 | 0.22838 | 0.28227 | 0.53247 | 0.12599 | 0.0098657 | 0.0098657 | 0.0098657 | 0.014789 | 0.015279 | 0.014789 | 0.015279 | 0.014789 | 0.015279 | 0.014789 | 0.32342 |  | 0.024587 | 0.024587 |  | 0.024963 |  | 0.029771 | 0.068142 | 0.013605 | 0.0054261 | 0.017239 | 0.20339 | 0.00098657 | 0.0038487 | 0.00098657 | 0.091392 | 0.00098657 | 0.00099901 | 0.027271 | 0.041698 | 0.032341 | 0.013548 |  | 0.013548 | 0.013548 | 0 | 0.020137 | 0.055539 | 0.055079 | 0.019516 | 0.0098657 | 0.020879 | 0.22838 | 0.28227 | 0.53247 | 0.12599 | 0.0098657 | 0.0098657 | 0.0098657 | 0.014789 | 0.015279 | 0.014789 | 0.015279 | 0.014789 | 0.0069816 | 0.0069781 | 0.32342 |  | 0.024587 | 0.024587 |  | 0.024963 |  |  | 0.017866 | 0.013605 | 0.0054262 | 0.033253 | 0.25923 | 0.00098654 | 0.00099901 | 0.00098657 | 0.091392 | 0.0020436 | 0.00099848 | 0.027271 | 0.041232 | 0.032905 | 0.013565 | 0.013565 | 0.027194 | 0.013549 | 0 | 0.027268 | 0.031056 | 0.031056 | 0.019516 | 0.0098657 |  | 0.22838 | 0.28227 | 0.53248 | 0.12599 | 0.025472 | 0.025472 | 0.0098657 | 0.035776 | 0.043015 | 0.035776 | 0.036519 | 0.035776 | 0.015279 | 0.014789 | 0.32342 |  | 0.024587 | 0.024587 | 0.055028 | 0.041364 | 0.13901 | 0.02975 |  | 0.013605 | 0.0054612 | 0.017375 | 0.20599 | 0.00098973 |  | 0.00099294 | 0.091951 | 0.00099294 | 0.000999 | 0.026983 | 0.041736 | 0.032335 | 0.013609 | 0.013609 | 0.013548 | 0.013548 | 0 | 0.027268 | 0.055794 | 0.055331 | 0.019514 | 0.0098657 | 0.020978 | 0.2313 | 0.2859 | 0.5394 | 0.12756 | 0.0099294 | 0.0099294 | 0.0099294 | 0.014894 | 0.01539 | 0.014894 | 0.01539 | 0.014894 | 0.015279 | 0.014789 | 0.32759 |  | 0.024821 | 0.024821 |  | 0.024963 |  |  |  | 0.013598 | 0.0054612 | 0.017375 | 0.20599 | 0.0015143 | 0.00098973 | 0.00099294 | 0.10045 | 0.00099294 | 0.000999 | 0.00051366 | 0.033549 | 0.010598 | 0.0069781 | 0.020996 | 0.0069781 | 0.0069781 | 0 |  |  |  | 0.019514 | 0.0098657 |  | 0.2313 | 0.2859 | 0.5394 | 0.12756 | 0.0099294 | 0.0099294 | 0.0099294 | 0.015651 | 0.019347 | 0.015651 | 0.016164 | 0.018836 | 0.015217 | 0.014731 | 0.32759 | 0.024185 | 0.024821 | 0.024821 | 0.024185 | 0.024963 | 0.10038 | 0.025187 | 0.010659 | 0.00050681 |  | 0.50875 | 0.60375 | 0.00051025 | 0.0005005 |  | 0.0075156 | 0.00054659 | 0.00099923 | 0.0070628 | 0.51698 | 0.021873 | 0.0069695 | 0.0069695 | 0.013609 |  | 0 | 0.027316 | 0.51025 | 0.51025 | 0.50161 | 0.0099294 | 0.22307 |  |  |  |  | 0.062136 | 0.062136 | 0.010746 | 0.28557 | 0.50775 | 0.28557 | 0.29498 | 0.5075 | 0.015335 | 0.014842 |  |  |  |  | 0.36486 | 0.27401 | 0.44721 | 0.0099401 | 1 | 0.00050681 | 0.50275 | 0.50875 | 0.011773 | 0.1411 | 0.000505 | 0.000505 | 0.54659 | 0.0005005 | 0.0005005 | 0.00051366 | 0.00051698 | 0.010598 | 0.50687 | 0.50688 | 0.50687 | 0.50687 | 0 | 0.50687 | 0.51025 | 0.51025 | 0.01025 | 0.0099294 | 0.0060375 | 0.012022 | 0.012558 | 0.015048 | 0.011003 | 0.0050975 | 0.505 | 0.0027775 | 0.0027912 | 0.0027926 | 0.0027912 | 0.0027926 | 0.0027912 | 0.0069816 | 0.0069781 | 0.0036575 | 0.5125 | 0.0028188 | 0.0028188 | 0.5125 | 0.0005125 | 0.5525 | 0.082199 | 0.077907
9: Vessel or Aircraft Collision | 0.029771 | 0.067841 | 0.013605 | 0.0054261 | 0.017239 | 0.20339 | 0.00098657 | 0.0039804 | 0.00098657 | 0.091392 | 0.00098657 | 0.00099901 | 0.027271 | 0.041619 | 0.032341 | 0.013385 | 0.013385 | 0.013548 | 0.013548 | 0 | 0.02727 | 0.055539 | 0.055079 | 0.019516 | 0.0098657 | 0.020879 | 0.22838 | 0.28227 | 0.53247 | 0.12599 | 0.0098657 | 0.0098657 | 0.0098657 | 0.029189 | 0.029936 | 0.029189 | 0.029936 | 0.029189 | 0.015281 | 0.014791 | 0.32342 | 0.09153 | 0.024587 | 0.024587 | 0.066501 | 0.024963 | 0.14943 | 0.029771 | 0.067841 | 0.013605 | 0.0054261 | 0.017239 | 0.20339 | 0.00098657 | 0.0034716 | 0.00098657 | 0.091392 | 0.00098657 | 0.00099901 | 0.028291 | 0.034946 | 0.032341 | 0.056333 | 0.028504 | 0.040697 | 0.040697 | 0 | 0.027161 | 0.055539 | 0.055079 | 0.019516 | 0.0098657 | 0.020879 | 0.22838 | 0.28227 | 0.53247 | 0.12599 | 0.0098657 | 0.0098657 | 0.0098657 | 0.014789 | 0.015279 | 0.014789 | 0.015279 | 0.014789 | 0.015154 | 0.014671 | 0.32342 | 0.089371 | 0.024587 | 0.024587 | 0.064239 | 0.024963 | 0.14662 | 0.029771 | 0.067841 | 0.013605 | 0.0054261 | 0.017239 | 0.20339 | 0.00098657 | 0.0039804 | 0.00098657 | 0.091392 | 0.00098657 | 0.00099901 | 0.027271 | 0.041619 | 0.032341 | 0.013385 | 0.013385 | 0.013548 | 0.013548 | 0 | 0.02727 | 0.055539 | 0.055079 | 0.019516 | 0.0098657 | 0.020879 | 0.22838 | 0.28227 | 0.53247 | 0.12599 | 0.0098657 | 0.0098657 | 0.0098657 | 0.029189 | 0.029936 | 0.029189 | 0.029936 | 0.029189 | 0.015281 | 0.014791 | 0.32342 | 0.09153 | 0.024587 | 0.024587 | 0.066501 | 0.024963 | 0.14943 | 0.029771 | 0.067841 | 0.013605 | 0.0054261 | 0.017239 | 0.20339 | 0.00098657 | 0.0034716 | 0.00098657 | 0.091392 | 0.00098657 | 0.00099901 | 0.028291 | 0.034946 | 0.032341 | 0.056333 | 0.028504 | 0.040697 | 0.040697 | 0 | 0.027161 | 0.055539 | 0.055079 | 0.019516 | 0.0098657 | 0.020879 | 0.22838 | 0.28227 | 0.53247 | 0.12599 | 0.0098657 | 0.0098657 | 0.0098657 | 0.014789 | 0.015279 | 0.014789 | 0.015279 | 0.014789 | 0.015154 | 0.014671 | 0.32342 | 0.089371 | 0.024587 | 0.024587 | 0.064239 | 0.024963 | 0.14662 | 0.029771 | 0.067841 | 0.013605 | 0.0054261 | 0.017239 | 0.20339 | 0.00098657 | 0.0039804 | 0.00098657 | 0.091392 | 0.00098657 | 0.00099901 | 0.027271 | 0.041619 | 0.032341 | 0.013385 | 0.013385 | 0.013548 | 0.013548 | 0 | 0.02727 | 0.055539 | 0.055079 | 0.019516 | 0.0098657 | 0.020879 | 0.22838 | 0.28227 | 0.53247 | 0.12599 | 0.0098657 | 0.0098657 | 0.0098657 | 0.029189 | 0.029936 | 0.029189 | 0.029936 | 0.029189 | 0.015281 | 0.014791 | 0.32342 | 0.09153 | 0.024587 | 0.024587 | 0.066501 | 0.024963 | 0.14943 | 0.02975 | 0.068236 | 0.013605 | 0.0054612 | 0.017375 | 0.20599 | 0.00099294 | 0.0034875 | 0.00099294 | 0.092507 | 0.00099294 | 0.000999 | 0.028297 | 0.034952 | 0.032334 | 0.056649 | 0.028632 | 0.040884 | 0.040884 | 0 | 0.02716 | 0.055862 | 0.055399 | 0.019514 | 0.0098657 | 0.020978 | 0.2313 | 0.2859 | 0.5394 | 0.12756 | 0.0099294 | 0.0099294 | 0.0099294 | 0.014894 | 0.01539 | 0.014894 | 0.01539 | 0.014894 | 0.015153 | 0.01467 | 0.32759 | 0.089661 | 0.024821 | 0.024821 | 0.064393 | 0.024963 | 0.14676 | 0.02975 | 0.068236 | 0.013605 | 0.0054612 | 0.017375 | 0.20599 | 0.00099294 | 0.0034875 | 0.00099294 | 0.092507 | 0.00099294 | 0.000999 | 0.00051366 | 0.041709 | 0.032334 | 0.013559 | 0.013559 | 0.048749 | 0.042213 | 0 | 0.027268 | 0.055862 | 0.055399 | 0.019514 | 0.0098657 | 0.020978 | 0.2313 | 0.2859 | 0.5394 | 0.12756 | 0.0099294 | 0.0099294 | 0.0099294 | 0.015651 | 0.016164 | 0.015651 | 0.016164 | 0.015651 | 0.015279 | 0.01479 | 0.32759 | 0.091845 | 0.024821 | 0.024821 | 0.066682 | 0.024963 | 0.1496 | 0.50975 | 0.50975 | 0.00050681 | 0.0027875 | 0.0069317 | 0.0082261 | 0.00050681 | 0.5005 | 0.00050681 | 0.0074473 | 0.00050681 | 0.0005005 | 0.51366 | 0.51698 | 0.021873 | 0.50687 | 0.50688 | 0.47655 | 0.47655 | 0 | 0.023708 | 0.51025 | 0.51025 | 0.019684 | 0.0099294 | 0.47823 | 0.0083998 | 0.0087745 | 0.010514 | 0.0076879 | 0.0050681 | 0.0050681 | 0.0050681 | 0.0069147 | 0.0069181 | 0.0069147 | 0.0069181 | 0.0069147 | 0.01113 | 0.010883 | 0.0090606 | 0.44068 | 0.0069828 | 0.0069828 | 0.36486 | 0.0005125 | 0.44721 | 0.50975 | 0.50975 | 0.00050681 | 0.0027875 | 0.0069317 | 0.0082261 | 0.00050681 | 0.5005 | 0.00050681 | 0.0074473 | 0.00050681 | 0.0005005 | 0.51366 | 0.51698 | 0.021873 | 0.50687 | 0.50688 | 0.47655 | 0.47655 | 0 | 0.023708 | 0.51025 | 0.51025 | 0.019684 | 0.0099294 | 0.47823 | 0.0083998 | 0.0087745 | 0.010514 | 0.0076879 | 0.0050681 | 0.0050681 | 0.0050681 | 0.0069147 | 0.0069181 | 0.0069147 | 0.0069181 | 0.0069147 | 0.01113 | 0.010883 | 0.0090606 | 0.44068 | 0.0069828 | 0.0069828 | 0.36486 | 0.0005125 | 0.44721 | 0.50975 | 0.50975 | 1 | 0.0027875 | 0.0069317 | 0.0082261 | 0.00050681 | 0.5005 | 0.00050681 | 0.0074473 | 0.00050681 | 0.0005005 | 0.51366 | 0.51698 | 0.021873 | 0.50687 | 0.50688 | 0.47655 | 0.47655 | 0 | 0.023708 | 0.51025 | 0.51025 | 0.019684 | 0.0050681 | 0.505 | 0.0083998 | 0.0087745 | 0.010514 | 0.0076879 | 0.0050681 | 0.0050681 | 0.0050681 | 0.0069147 | 0.0069181 | 0.0069147 | 0.0069181 | 0.0069147 | 0.01113 | 0.010883 | 0.0090606 | 0.44068 | 0.0069828 | 0.0069828 | 0.36486 | 0.0005125 | 0.44721 | 0.092887 | 0.012263
9: Falling topside components | 0.029771 | 0.067841 | 0.013605 | 0.0054261 | 0.017239 | 0.20339 | 0.00098657 | 0.0039804 | 0.00098657 | 0.091392 | 0.00098657 | 0.00099901 | 0.027271 | 0.041698 | 0.032341 | 0.013548 | 0.013565 | 0.013548 | 0.013548 | 0 | 0.027268 | 0.055539 | 0.055079 | 0.019516 | 0.0098657 | 0.020879 | 0.22838 | 0.28227 | 0.53247 | 0.12599 | 0.0098657 | 0.0098657 | 0.0098657 | 0.014789 | 0.015279 | 0.014789 | 0.015279 | 0.014789 | 0.015279 | 0.014789 | 0.32342 | 0.091555 | 0.024587 | 0.024587 | 0.066527 | 0.024963 | 0.14946 | 0.029771 | 0.067841 | 0.013605 | 0.0054261 | 0.017239 | 0.20339 | 0.00098657 | 0.0039804 | 0.00098657 | 0.091392 | 0.00098657 | 0.00099901 | 0.027271 | 0.041698 | 0.032341 | 0.013548 | 0.049029 | 0.013548 | 0.013548 | 0 | 0.027013 | 0.055539 | 0.055079 | 0.019516 | 0.0098657 | 0.020879 | 0.22838 | 0.28227 | 0.53247 | 0.12599 | 0.0098657 | 0.0098657 | 0.0098657 | 0.014789 | 0.015279 | 0.014789 | 0.015279 | 0.014789 | 0.014981 | 0.014509 | 0.32342 | 0.091555 | 0.024587 | 0.024587 | 0.066527 | 0.024963 | 0.14946 | 0.029771 | 0.067841 | 0.013605 | 0.0054261 | 0.017239 | 0.20339 | 0.00098657 | 0.0034716 | 0.00098657 | 0.091392 | 0.00098657 | 0.00099901 | 0.027271 | 0.041706 | 0.032341 | 0.013565 | 0.013565 | 0.047247 | 0.040697 | 0 | 0.027268 | 0.055539 | 0.055079 | 0.019516 | 0.0098657 | 0.020879 | 0.22838 | 0.28227 | 0.53247 | 0.12599 | 0.0098657 | 0.0098657 | 0.0098657 | 0.014789 | 0.015279 | 0.014789 | 0.015279 | 0.014789 | 0.015279 | 0.014789 | 0.32342 | 0.091558 | 0.024587 | 0.024587 | 0.06653 | 0.024963 | 0.14946 | 0.029771 | 0.067841 | 0.013605 | 0.0054261 | 0.017239 | 0.20339 | 0.00098657 | 0.0039804 | 0.00098657 | 0.091392 | 0.00098657 | 0.00099901 | 0.027271 | 0.041698 | 0.032341 | 0.013548 | 0.013565 | 0.013548 | 0.013548 | 0 | 0.027268 | 0.055539 | 0.055079 | 0.019516 | 0.0098657 | 0.020879 | 0.22838 | 0.28227 | 0.53247 | 0.12599 | 0.0098657 | 0.0098657 | 0.0098657 | 0.014789 | 0.015279 | 0.014789 | 0.015279 | 0.014789 | 0.015279 | 0.014789 | 0.32342 | 0.091555 | 0.024587 | 0.024587 | 0.066527 | 0.024963 | 0.14946 | 0.029771 | 0.067841 | 0.013605 | 0.0054261 | 0.017239 | 0.20339 | 0.00098657 | 0.0039804 | 0.00098657 | 0.091392 | 0.00098657 | 0.00099901 | 0.027271 | 0.041698 | 0.032341 | 0.013548 | 0.049041 | 0.013548 | 0.013548 | 0 | 0.027013 | 0.055539 | 0.055079 | 0.019516 | 0.0098657 | 0.020879 | 0.22838 | 0.28227 | 0.53247 | 0.12599 | 0.0098657 | 0.0098657 | 0.0098657 | 0.014789 | 0.015279 | 0.014789 | 0.015279 | 0.014789 | 0.014981 | 0.014509 | 0.32342 | 0.091555 | 0.024587 | 0.024587 | 0.066527 | 0.024963 | 0.14946 | 0.039034 | 0.017866 | 0.013605 | 0.0054262 | 0.033253 | 0.25923 | 0.00098651 | 0.00099901 | 0.00098657 | 0.091388 | 0.0020436 | 0.00099848 | 0.027271 | 0.041232 | 0.032905 | 0.013565 | 0.013565 | 0.027194 | 0.013549 | 0 | 0.027268 | 0.031056 | 0.031056 | 0.019516 | 0.0098657 | 0.027582 | 0.22838 | 0.28227 | 0.53248 | 0.12599 | 0.025472 | 0.025472 | 0.0098657 | 0.035776 | 0.043015 | 0.035776 | 0.036519 | 0.035776 | 0.015279 | 0.014789 | 0.32342 | 0.069505 | 0.024587 | 0.024587 | 0.055027 | 0.041364 | 0.13901 | 0.02975 | 0.068236 | 0.013605 | 0.0054612 | 0.017375 | 0.20599 | 0.00099294 | 0.0039982 | 0.00099294 | 0.092507 | 0.00099294 | 0.000999 | 0.026983 | 0.041729 | 0.032334 | 0.0136 | 0.013609 | 0.0136 | 0.0136 | 0 | 0.027268 | 0.055862 | 0.055399 | 0.019514 | 0.0098657 | 0.020978 | 0.2313 | 0.2859 | 0.5394 | 0.12756 | 0.0099294 | 0.0099294 | 0.0099294 | 0.014894 | 0.01539 | 0.014894 | 0.01539 | 0.014894 | 0.015279 | 0.014789 | 0.32759 | 0.091852 | 0.024821 | 0.024821 | 0.066689 | 0.024963 | 0.14961 | 0.02975 | 0.069578 | 0.013598 | 0.0054612 | 0.017375 | 0.20599 | 0.001539 | 0.00098973 | 0.00099294 | 0.101 | 0.00099294 | 0.000999 | 0.00051366 | 0.033549 | 0.03201 | 0.0069781 | 0.021021 | 0.0069781 | 0.0069781 | 0 | 0.027215 | 0.069941 | 0.069491 | 0.019514 | 0.0098657 | 0.020978 | 0.2313 | 0.2859 | 0.5394 | 0.12756 | 0.0099294 | 0.0099294 | 0.0099294 | 0.015651 | 0.019651 | 0.015651 | 0.016164 | 0.019137 | 0.015217 | 0.01473 | 0.32759 | 0.024185 | 0.024821 | 0.024821 | 0.024185 | 0.024963 | 0.10038 | 0.025187 | 0.010659 | 0.00050681 | 0.14466 | 0.50875 | 0.60375 | 0.00050688 | 0.0005005 | 0.02655 | 0.0075156 | 0.00054659 | 0.00099923 | 0.0070628 | 0.51698 | 0.021873 | 0.0069695 | 0.0069695 | 0.0069695 | 0.47045 | 0 | 0.020137 | 0.51025 | 0.51025 |  | 0.0099294 | 0.22307 | 0.24129 | 0.2968 | 0.55457 | 0.13581 | 0.505 | 0.505 | 0.010746 | 0.5075 | 0.50775 | 0.5075 | 0.50775 | 0.5075 | 0.0069816 | 0.0069781 | 0.62755 | 0.44068 | 0.44131 | 0.44131 | 0.36486 | 0.27401 | 0.44721 | 0.015048 | 0.13837 | 0.00050681 | 1 | 0.14267 | 0.60375 | 0.1411 | 0.19656 | 0.09951 | 0.54659 | 0.0005005 | 0.0005005 | 0.51366 | 0.51698 | 0.010598 | 0.50688 | 0.0069781 | 0.50687 | 0.50687 | 0 | 0.50687 | 0.51025 | 0.51025 | 0.01025 | 0.0099294 | 0.47823 | 0.0033907 | 0.003542 | 0.0042443 | 0.0031034 | 0.0027775 | 0.0027775 | 0.0027775 | 0.0027912 | 0.0027926 | 0.0027912 | 0.0027926 | 0.0027912 | 0.0069816 | 0.0069781 | 0.0036575 | 0.5125 | 0.0028187 | 0.0028187 | 0.010506 | 0.010506 | 0.011326 | 0.089582 | 0.035534
9: Turbine parked | 0.029771 | 0.067841 | 0.013605 | 0.0054261 | 0.017239 | 0.20339 | 0.00098657 | 0.0034716 | 0.00098657 | 0.091392 | 0.00098657 | 0.00099901 | 0.027271 | 0.041706 | 0.032341 | 0.013565 | 0.013565 | 0.047247 | 0.040697 | 0 | 0.027268 | 0.055539 | 0.055079 | 0.019516 | 0.0098657 | 0.020879 | 0.22838 | 0.28227 | 0.53247 | 0.12599 | 0.0098657 | 0.0098657 | 0.0098657 | 0.014789 | 0.015279 | 0.014789 | 0.015279 | 0.014789 | 0.015279 | 0.014789 | 0.32342 | 0.091558 | 0.024587 | 0.024587 | 0.06653 | 0.024963 | 0.14946 | 0.029771 | 0.067841 | 0.013605 | 0.0054261 | 0.017239 | 0.20339 | 0.00098657 | 0.0039804 | 0.00098657 | 0.091392 | 0.00098657 | 0.00099901 | 0.027271 | 0.041698 | 0.032341 | 0.013548 | 0.070768 | 0.013548 | 0.013548 | 0 |  | 0.055539 | 0.055079 | 0.019516 | 0.0098657 | 0.020879 | 0.22838 | 0.28227 | 0.53247 | 0.12599 | 0.0098657 | 0.0098657 | 0.0098657 | 0.014789 | 0.015279 | 0.014789 | 0.015279 | 0.014789 | 0.014798 | 0.014336 | 0.32342 | 0.091555 | 0.024587 | 0.024587 | 0.066527 | 0.024963 | 0.14946 | 0.029771 | 0.067841 | 0.013605 | 0.0054261 | 0.017239 | 0.20339 | 0.00098657 | 0.0034716 | 0.00098657 | 0.091392 | 0.00098657 | 0.00099901 | 0.027271 | 0.034946 | 0.032341 | 0.070417 | 0.035999 | 0.047258 | 0.047258 | 0 | 0.027107 | 0.055539 | 0.055079 | 0.019516 | 0.0098657 | 0.020879 | 0.22838 | 0.28227 | 0.53247 | 0.12599 | 0.0098657 | 0.0098657 | 0.0098657 | 0.014789 | 0.015279 | 0.014789 | 0.015279 | 0.014789 | 0.015091 | 0.014612 | 0.32342 | 0.089371 | 0.024587 | 0.024587 | 0.064239 | 0.024963 | 0.14662 | 0.039034 | 0.017866 | 0.013605 | 0.0054261 | 0.033257 | 0.25924 | 0.00098654 | 0.00099901 | 0.00098657 | 0.091392 | 0.0020439 | 0.00099848 | 0.027271 | 0.041232 | 0.032905 | 0.013565 | 0.013565 | 0.027221 | 0.013548 | 0 | 0.027268 | 0.031056 | 0.031056 | 0.019516 | 0.0098657 | 0.027584 | 0.22838 | 0.28227 | 0.53247 | 0.12599 | 0.025475 | 0.025475 | 0.0098657 | 0.035779 | 0.043019 | 0.035779 | 0.036522 | 0.035779 | 0.015279 | 0.014789 | 0.32342 | 0.069506 | 0.024587 | 0.024587 | 0.055028 | 0.041365 | 0.13901 | 0.029771 | 0.067841 | 0.013605 | 0.0054261 | 0.017239 | 0.20339 | 0.00098657 | 0.0039804 | 0.00098657 | 0.091392 | 0.00098657 | 0.00099901 | 0.048125 | 0.041698 | 0.032341 | 0.013548 | 0.048071 | 0.013548 | 0.013548 | 0 | 0.02702 | 0.055539 | 0.055079 | 0.019516 | 0.0098657 | 0.020879 | 0.22838 | 0.28227 | 0.53247 | 0.12599 | 0.0098657 | 0.0098657 | 0.0098657 | 0.014789 | 0.015279 | 0.014789 | 0.015279 | 0.014789 | 0.014989 | 0.014516 | 0.32342 | 0.091555 | 0.024587 | 0.024587 | 0.066527 | 0.024963 | 0.14946 | 0.02977 | 0.067855 | 0.013605 | 0.0054274 | 0.017244 | 0.20349 | 0.0009868 | 0.0039831 | 0.0009868 | 0.091433 | 0.0009868 | 0.00099901 | 0.027271 | 0.047526 | 0.032341 | 0.025636 | 0.013385 | 0.013574 | 0.013574 | 0 | 0.02727 | 0.055551 | 0.055091 | 0.019516 | 0.0098657 | 0.020883 | 0.22848 | 0.2824 | 0.53273 | 0.12605 | 0.009868 | 0.009868 | 0.009868 | 0.028958 | 0.029705 | 0.028958 | 0.029705 | 0.028958 | 0.015281 | 0.014791 | 0.32357 | 0.093451 | 0.024595 | 0.024595 | 0.068508 | 0.024963 | 0.15192 | 0.02975 | 0.068149 | 0.013605 | 0.0054612 | 0.017375 | 0.20599 | 0.00098973 | 0.0034859 | 0.00099294 | 0.091951 | 0.00099294 | 0.000999 | 0.026983 | 0.041736 | 0.032335 | 0.013609 | 0.013609 | 0.047381 | 0.040884 | 0 | 0.027268 | 0.055794 | 0.055331 | 0.019514 | 0.0098657 | 0.020978 | 0.2313 | 0.2859 | 0.5394 | 0.12756 | 0.0099294 | 0.0099294 | 0.0099294 | 0.014894 | 0.01539 | 0.014894 | 0.01539 | 0.014894 | 0.015279 | 0.014789 | 0.32759 | 0.091793 | 0.024821 | 0.024821 | 0.066659 | 0.024963 | 0.14958 | 0.02975 | 0.13992 | 0.013128 | 0.0054612 | 0.017375 | 0.20599 | 0.03736 | 0.00050688 | 0.00099294 | 0.54659 | 0.00099294 | 0.000999 | 0.00051366 | 0.0071085 | 0.03066 | 0.0069781 | 0.50687 | 0.0069781 | 0.0069781 | 0 | 0.023708 | 0.12858 | 0.12817 | 0.019514 | 0.009868 | 0.020978 | 0.2313 | 0.2859 | 0.5394 | 0.12756 | 0.0099294 | 0.0099294 | 0.0099294 | 0.015651 | 0.50775 | 0.015651 | 0.016164 | 0.5075 | 0.01113 | 0.010883 | 0.32759 | 0.024493 | 0.024821 | 0.024821 | 0.024493 | 0.024963 | 0.10262 | 0.034606 | 0.14052 | 0.00050681 | 0.0057603 | 0.00050875 | 0.00060375 | 0.00051025 | 0.0005005 | 0.0012976 | 0.54659 | 0.0010473 | 0.00099898 | 0.51366 | 0.00051698 | 0.033608 | 0.00050688 | 0.00050688 | 0.013652 | 0.25784 | 0 | 0.027362 | 0.00051025 | 0.00051025 | 0.062625 | 0.0099294 | 0.011535 | 0.23581 | 0.29135 | 0.54924 | 0.13027 | 0.010695 | 0.010695 | 0.010473 | 0.15851 | 0.16502 | 0.15851 | 0.16377 | 0.15851 | 0.015389 | 0.014893 | 0.34198 | 0.026393 | 0.027023 | 0.027023 | 0.026007 | 0.024736 | 0.10787 | 0.50975 | 0.010659 | 0.00050681 | 0.0027775 | 1 | 0.010566 | 0.00051025 | 0.09951 | 0.000505 | 0.0095654 | 0.00054659 | 0.0005005 | 0.51366 | 0.51698 | 0.010598 | 0.0075156 | 0.0075156 | 0.0069695 | 0.50687 | 0 | 0.50687 | 0.011205 | 0.011205 | 0.51 | 0.0099294 | 0.0050875 | 0.6165 | 0.644 | 0.77169 | 0.56425 | 0.0054659 | 0.0054659 | 0.000505 | 0.5075 | 0.50775 | 0.5075 | 0.50775 | 0.5075 | 0.0069816 | 0.0069781 | 0.665 | 0.5125 | 0.5125 | 0.5125 | 0.010506 | 0.5125 | 0.011326 | 0.08813 | 0.058988
9: Reduced power output | 0 | 0 | 0 | 0 | 0 | 0 | 0 | 0 | 0 | 0 | 0 | 0 | 0 | 0 | 0 | 0 | 0 | 0 | 0 | 0 | 0 | 0 | 0 | 0 | 0 | 0 | 0 | 0 | 0 | 0 | 0 | 0 | 0 | 0 | 0 | 0 | 0 | 0 | 0 | 0 | 0 | 0 | 0 | 0 | 0 | 0 | 0 | 0 | 0 | 0 | 0 | 0 | 0 | 0 | 0 | 0 | 0 | 0 | 0 | 0 | 0 | 0 | 0 | 0 | 0 | 0 | 0 | 0 | 0 | 0 | 0 | 0 | 0 | 0 | 0 | 0 | 0 | 0 | 0 | 0 | 0 | 0 | 0 | 0 | 0 | 0 | 0 | 0 | 0 | 0 | 0 | 0 | 0 | 0 | 0 | 0 | 0 | 0 | 0 | 0 | 0 | 0 | 0 | 0 | 0 | 0 | 0 | 0 | 0 | 0 | 0 | 0 | 0 | 0 | 0 | 0 | 0 | 0 | 0 | 0 | 0 | 0 | 0 | 0 | 0 | 0 | 0 | 0 | 0 | 0 | 0 | 0 | 0 | 0 | 0 | 0 | 0 | 0 | 0 | 0 | 0 | 0 | 0 | 0 | 0 | 0 | 0 | 0 | 0 | 0 | 0 | 0 | 0 | 0 | 0 | 0 | 0 | 0 | 0 | 0 | 0 | 0 | 0 | 0 | 0 | 0 | 0 | 0 | 0 | 0 | 0 | 0 | 0 | 0 | 0 | 0 | 0 | 0 | 0 | 0 | 0 | 0 | 0 | 0 | 0 | 0 | 0 | 0 | 0 | 0 | 0 | 0 | 0 | 0 | 0 | 0 | 0 | 0 | 0 | 0 | 0 | 0 | 0 | 0 | 0 | 0 | 0 | 0 | 0 | 0 | 0 | 0 | 0 | 0 | 0 | 0 | 0 | 0 | 0 | 0 | 0 | 0 | 0 | 0 | 0 | 0 | 0 | 0 | 0 | 0 | 0 | 0 | 0 | 0 | 0 | 0 | 0 | 0 | 0 | 0 | 0 | 0 | 0 | 0 | 0 | 0 | 0 | 0 | 0 | 0 | 0 | 0 | 0 | 0 | 0 | 0 | 0 | 0 | 0 | 0 | 0 | 0 | 0 | 0 | 0 | 0 | 0 | 0 | 0 | 0 | 0 | 0 | 0 | 0 | 0 | 0 | 0 | 0 | 0 | 0 | 0 | 0 | 0 | 0 | 0 | 0 | 0 | 0 | 0 | 0 | 0 | 0 | 0 | 0 | 0 | 0 | 0 | 0 | 0 | 0 | 0 | 0 | 0 | 0 | 0 | 0 | 0 | 0 | 0 | 0 | 0 | 0 | 0 | 0 | 0 | 0 | 0 | 0 | 0 | 0 | 0 | 0 | 0 | 0 | 0 | 0 | 0 | 0 | 0 | 0 | 0 | 0 | 0 | 0 | 0 | 0 | 0 | 0 | 0 | 0 | 0 | 0 | 0 | 0 | 0 | 0 | 0 | 0 | 0 | 0 | 0 | 0 | 0 | 0 | 0 | 0 | 0 | 0 | 0 | 0 | 0 | 0 | 0 | 0 | 0 | 0 | 0 | 0 | 0 | 0 | 0 | 0 | 0 | 0 | 0 | 0 | 0 | 0 | 0 | 0 | 0 | 0 | 0 | 0 | 0 | 0 | 0 | 0 | 0 | 0 | 0 | 0 | 0 | 0 | 0 | 0 | 0 | 0 | 0 | 0 | 0 | 0 | 0 | 0 | 0 | 0 | 0 | 0 | 0 | 0 | 0 | 0 | 0 | 0 | 0 | 0 | 0 | 0 | 0 | 0 | 0 | 0 | 0 | 0 | 0 | 0 | 0 | 0 | 1 | 0 | 0 | 0 | 0 | 0 | 0 | 0 | 0 | 0 | 0 | 0 | 0 | 0 | 0 | 0 | 0 | 0 | 0 | 0 | 0.0060375 | 0 | 0 | 0 | 0 | 0 | 0 | 0 | 0 | 0 | 0 | 0 | 0 | 0 | 0 | 0 | 0 | 0 | 0 | 0 | 0 | 0 | 0.0021405 | 0.20806
9: Drift off station | 0.029771 | 0.067841 | 0.013605 | 0.0054261 | 0.017239 | 0.20339 | 0.00098657 | 0.0039804 | 0.00098657 | 0.091392 | 0.00098657 | 0.00099901 | 0.027271 | 0.041619 | 0.032341 | 0.013385 | 0.013385 | 0.013548 | 0.013548 | 0 | 0.02727 | 0.055539 | 0.055079 | 0.019516 | 0.0098657 | 0.020879 | 0.22838 | 0.28227 | 0.53247 | 0.12599 | 0.0098657 | 0.0098657 | 0.0098657 | 0.029189 | 0.029936 | 0.029189 | 0.029936 | 0.029189 | 0.015281 | 0.014791 | 0.32342 | 0.09153 | 0.024587 | 0.024587 | 0.066501 | 0.024963 | 0.14943 | 0.029771 | 0.067841 | 0.013605 | 0.0054261 | 0.017239 | 0.20339 | 0.00098657 | 0.0034716 | 0.00098657 | 0.091392 | 0.00098657 | 0.00099901 | 0.028291 | 0.034946 | 0.032341 | 0.056333 | 0.028504 | 0.040697 | 0.040697 | 0 | 0.027161 | 0.055539 | 0.055079 | 0.019516 | 0.0098657 | 0.020879 | 0.22838 | 0.28227 | 0.53247 | 0.12599 | 0.0098657 | 0.0098657 | 0.0098657 | 0.014789 | 0.015279 | 0.014789 | 0.015279 | 0.014789 | 0.015154 | 0.014671 | 0.32342 | 0.089371 | 0.024587 | 0.024587 | 0.064239 | 0.024963 | 0.14662 | 0.029771 | 0.067841 | 0.013605 | 0.0054261 | 0.017239 | 0.20339 | 0.00098657 | 0.0039804 | 0.00098657 | 0.091392 | 0.00098657 | 0.00099901 | 0.027271 | 0.041619 | 0.032341 | 0.013385 | 0.013385 | 0.013548 | 0.013548 | 0 | 0.02727 | 0.055539 | 0.055079 | 0.019516 | 0.0098657 | 0.020879 | 0.22838 | 0.28227 | 0.53247 | 0.12599 | 0.0098657 | 0.0098657 | 0.0098657 | 0.029189 | 0.029936 | 0.029189 | 0.029936 | 0.029189 | 0.015281 | 0.014791 | 0.32342 | 0.09153 | 0.024587 | 0.024587 | 0.066501 | 0.024963 | 0.14943 | 0.029771 | 0.067841 | 0.013605 | 0.0054261 | 0.017239 | 0.20339 | 0.00098657 | 0.0034716 | 0.00098657 | 0.091392 | 0.00098657 | 0.00099901 | 0.028291 | 0.034946 | 0.032341 | 0.056333 | 0.028504 | 0.040697 | 0.040697 | 0 | 0.027161 | 0.055539 | 0.055079 | 0.019516 | 0.0098657 | 0.020879 | 0.22838 | 0.28227 | 0.53247 | 0.12599 | 0.0098657 | 0.0098657 | 0.0098657 | 0.014789 | 0.015279 | 0.014789 | 0.015279 | 0.014789 | 0.015154 | 0.014671 | 0.32342 | 0.089371 | 0.024587 | 0.024587 | 0.064239 | 0.024963 | 0.14662 | 0.029771 | 0.067841 | 0.013605 | 0.0054261 | 0.017239 | 0.20339 | 0.00098657 | 0.0039804 | 0.00098657 | 0.091392 | 0.00098657 | 0.00099901 | 0.027271 | 0.041619 | 0.032341 | 0.013385 | 0.013385 | 0.013548 | 0.013548 | 0 | 0.02727 | 0.055539 | 0.055079 | 0.019516 | 0.0098657 | 0.020879 | 0.22838 | 0.28227 | 0.53247 | 0.12599 | 0.0098657 | 0.0098657 | 0.0098657 | 0.029189 | 0.029936 | 0.029189 | 0.029936 | 0.029189 | 0.015281 | 0.014791 | 0.32342 | 0.09153 | 0.024587 | 0.024587 | 0.066501 | 0.024963 | 0.14943 | 0.02975 | 0.068236 | 0.013605 | 0.0054612 | 0.017375 | 0.20599 | 0.00099294 | 0.0034875 | 0.00099294 | 0.092507 | 0.00099294 | 0.000999 | 0.028297 | 0.034952 | 0.032334 | 0.056649 | 0.028632 | 0.040884 | 0.040884 | 0 | 0.02716 | 0.055862 | 0.055399 | 0.019514 | 0.0098657 | 0.020978 | 0.2313 | 0.2859 | 0.5394 | 0.12756 | 0.0099294 | 0.0099294 | 0.0099294 | 0.014894 | 0.01539 | 0.014894 | 0.01539 | 0.014894 | 0.015153 | 0.01467 | 0.32759 | 0.089661 | 0.024821 | 0.024821 | 0.064393 | 0.024963 | 0.14676 | 0.02975 | 0.068236 | 0.013605 | 0.0054612 | 0.017375 | 0.20599 | 0.00099294 | 0.0039963 | 0.00099294 | 0.092507 | 0.00099294 | 0.000999 | 0.00051366 | 0.041709 | 0.032334 | 0.013559 | 0.013559 | 0.013548 | 0.013548 | 0 | 0.027268 | 0.055862 | 0.055399 | 0.019514 | 0.0098657 | 0.020978 | 0.2313 | 0.2859 | 0.5394 | 0.12756 | 0.0099294 | 0.0099294 | 0.0099294 | 0.015651 | 0.016164 | 0.015651 | 0.016164 | 0.015651 | 0.015279 | 0.01479 | 0.32759 | 0.091845 | 0.024821 | 0.024821 | 0.066682 | 0.024963 | 0.1496 | 0.50975 | 0.50975 | 0.00050681 | 0.0027875 | 0.0069317 | 0.0082261 | 0.00050681 | 0.5005 | 0.00050681 | 0.0074473 | 0.00050681 | 0.0005005 | 0.51366 | 0.51698 | 0.021873 | 0.50687 | 0.50688 | 0.026433 | 0.026433 | 0 | 0.023708 | 0.51025 | 0.51025 | 0.019684 | 0.0099294 | 0.47823 | 0.0083998 | 0.0087745 | 0.010514 | 0.0076879 | 0.0050681 | 0.0050681 | 0.0050681 | 0.0069147 | 0.0069181 | 0.0069147 | 0.0069181 | 0.0069147 | 0.01113 | 0.010883 | 0.0090606 | 0.44068 | 0.0069828 | 0.0069828 | 0.36486 | 0.0005125 | 0.44721 | 0.50975 | 0.50975 | 0.00050681 | 0.0027875 | 0.0069317 | 0.0082261 | 0.00050681 | 0.5005 | 0.00050681 | 0.0074473 | 0.00050681 | 0.0005005 | 0.00051366 | 0.51698 | 0.021873 | 0.0070628 | 0.0070628 | 0.46928 | 0.46824 | 0 | 0.027315 | 0.51025 | 0.51025 | 0.019684 | 0.0099294 | 0.47823 | 0.0083998 | 0.0087745 | 0.010514 | 0.0076879 | 0.0050681 | 0.0050681 | 0.0050681 | 0.5075 | 0.50775 | 0.5075 | 0.50775 | 0.5075 | 0.015334 | 0.014841 | 0.0090606 | 0.44068 | 0.0069828 | 0.0069828 | 0.36486 | 0.0005125 | 0.44721 | 0.50975 | 0.50975 | 0.00050681 | 0.0027875 | 0.00050875 | 0.00060375 | 1 | 0.0005005 | 0.5005 | 0.54659 | 0.00050681 | 0.0005005 | 0.00051366 | 0.00051698 | 0.010598 | 0.00050688 | 0.00050688 | 0.0069695 | 0.47045 | 0 | 0.020137 | 0.00051025 | 0.00051025 | 0.39148 | 0.0050681 | 0.47823 | 0.0083998 | 0.0087745 | 0.010514 | 0.0076879 | 0.505 | 0.505 | 0.0050681 | 0.5075 | 0.50775 | 0.5075 | 0.50775 | 0.5075 | 0.0069816 | 0.0069781 | 0.665 | 0.5125 | 0.5125 | 0.5125 | 0.5125 | 0.010506 | 0.5525 | 0.098925 | 0.0072528
9: Compromised buoyancy/stability | 0.029771 | 0.067841 | 0.013605 | 0.0054261 | 0.017239 | 0.20339 | 0.00098657 | 0.0034716 | 0.00098657 | 0.091392 | 0.00098657 | 0.00099901 | 0.027271 | 0.041706 | 0.032341 | 0.013565 | 0.013565 | 0.047247 | 0.040697 | 0 | 0.027268 | 0.055539 | 0.055079 | 0.019516 | 0.0098657 | 0.020879 | 0.22838 | 0.28227 | 0.53247 | 0.12599 | 0.0098657 | 0.0098657 | 0.0098657 | 0.014789 | 0.015279 | 0.014789 | 0.015279 | 0.014789 | 0.015279 | 0.014789 | 0.32342 | 0.091558 | 0.024587 | 0.024587 | 0.06653 | 0.024963 | 0.14946 | 0.029771 | 0.067841 | 0.013605 | 0.0054261 | 0.017239 | 0.20339 | 0.00098657 | 0.0039804 | 0.00098657 | 0.091392 | 0.00098657 | 0.00099901 | 0.027271 | 0.041698 | 0.032341 | 0.013548 | 0.070768 | 0.013548 | 0.013548 | 0 |  | 0.055539 | 0.055079 | 0.019516 | 0.0098657 | 0.020879 | 0.22838 | 0.28227 | 0.53247 | 0.12599 | 0.0098657 | 0.0098657 | 0.0098657 | 0.014789 | 0.015279 | 0.014789 | 0.015279 | 0.014789 | 0.014798 | 0.014336 | 0.32342 | 0.091555 | 0.024587 | 0.024587 | 0.066527 | 0.024963 | 0.14946 | 0.029771 | 0.067841 | 0.013605 | 0.0054261 | 0.017239 | 0.20339 | 0.00098657 | 0.0034716 | 0.00098657 | 0.091392 | 0.00098657 | 0.00099901 | 0.027271 | 0.034946 | 0.032341 | 0.070417 | 0.035999 | 0.047258 | 0.047258 | 0 | 0.027107 | 0.055539 | 0.055079 | 0.019516 | 0.0098657 | 0.020879 | 0.22838 | 0.28227 | 0.53247 | 0.12599 | 0.0098657 | 0.0098657 | 0.0098657 | 0.014789 | 0.015279 | 0.014789 | 0.015279 | 0.014789 | 0.015091 | 0.014612 | 0.32342 | 0.089371 | 0.024587 | 0.024587 | 0.064239 | 0.024963 | 0.14662 | 0.039034 | 0.017866 | 0.013605 | 0.0054261 | 0.033257 | 0.25924 | 0.00098654 | 0.00099901 | 0.00098657 | 0.091392 | 0.0020439 | 0.00099848 | 0.027271 | 0.041232 | 0.032905 | 0.013565 | 0.013565 | 0.027221 | 0.013548 | 0 | 0.027268 | 0.031056 | 0.031056 | 0.019516 | 0.0098657 | 0.027584 | 0.22838 | 0.28227 | 0.53247 | 0.12599 | 0.025475 | 0.025475 | 0.0098657 | 0.035779 | 0.043019 | 0.035779 | 0.036522 | 0.035779 | 0.015279 | 0.014789 | 0.32342 | 0.069506 | 0.024587 | 0.024587 | 0.055028 | 0.041365 | 0.13901 | 0.029771 | 0.067841 | 0.013605 | 0.0054261 | 0.017239 | 0.20339 | 0.00098657 | 0.0039804 | 0.00098657 | 0.091392 | 0.00098657 | 0.00099901 | 0.048125 | 0.041698 | 0.032341 | 0.013548 | 0.048071 | 0.013548 | 0.013548 | 0 | 0.02702 | 0.055539 | 0.055079 | 0.019516 | 0.0098657 | 0.020879 | 0.22838 | 0.28227 | 0.53247 | 0.12599 | 0.0098657 | 0.0098657 | 0.0098657 | 0.014789 | 0.015279 | 0.014789 | 0.015279 | 0.014789 | 0.014989 | 0.014516 | 0.32342 | 0.091555 | 0.024587 | 0.024587 | 0.066527 | 0.024963 | 0.14946 | 0.02977 | 0.067855 | 0.013605 | 0.0054274 | 0.017244 | 0.20349 | 0.0009868 | 0.0039831 | 0.0009868 | 0.091433 | 0.0009868 | 0.00099901 | 0.027271 | 0.047526 | 0.032341 | 0.025636 | 0.013385 | 0.013574 | 0.013574 | 0 | 0.02727 | 0.055551 | 0.055091 | 0.019516 | 0.0098657 | 0.020883 | 0.22848 | 0.2824 | 0.53273 | 0.12605 | 0.009868 | 0.009868 | 0.009868 | 0.028958 | 0.029705 | 0.028958 | 0.029705 | 0.028958 | 0.015281 | 0.014791 | 0.32357 | 0.093451 | 0.024595 | 0.024595 | 0.068508 | 0.024963 | 0.15192 | 0.02975 | 0.068149 | 0.013605 | 0.0054612 | 0.017375 | 0.20599 | 0.00098973 | 0.0034859 | 0.00099294 | 0.091951 | 0.00099294 | 0.000999 | 0.026983 | 0.041736 | 0.032335 | 0.013609 | 0.013609 | 0.047381 | 0.040884 | 0 | 0.027268 | 0.055794 | 0.055331 | 0.019514 | 0.0098657 | 0.020978 | 0.2313 | 0.2859 | 0.5394 | 0.12756 | 0.0099294 | 0.0099294 | 0.0099294 | 0.014894 | 0.01539 | 0.014894 | 0.01539 | 0.014894 | 0.015279 | 0.014789 | 0.32759 | 0.091793 | 0.024821 | 0.024821 | 0.066659 | 0.024963 | 0.14958 | 0.02975 | 0.13992 | 0.013128 | 0.0054612 | 0.017375 | 0.20599 | 0.03736 | 0.00050688 | 0.00099294 | 0.54659 | 0.00099294 | 0.000999 | 0.00051366 | 0.0071085 | 0.03066 | 0.0069781 | 0.50687 | 0.0069781 | 0.0069781 | 0 | 0.023708 | 0.12858 | 0.12817 | 0.019514 | 0.009868 | 0.020978 | 0.2313 | 0.2859 | 0.5394 | 0.12756 | 0.0099294 | 0.0099294 | 0.0099294 | 0.015651 | 0.50775 | 0.015651 | 0.016164 | 0.5075 | 0.01113 | 0.010883 | 0.32759 | 0.024493 | 0.024821 | 0.024821 | 0.024493 | 0.024963 | 0.10262 | 0.034606 | 0.14052 | 0.00050681 | 0.0057603 | 0.00050875 | 0.00060375 | 0.00051025 | 0.0005005 | 0.0012976 | 0.54659 | 0.0010473 | 0.00099898 | 0.51366 | 0.00051698 | 0.033608 | 0.00050688 | 0.00050688 | 0.013652 | 0.25784 | 0 | 0.027362 | 0.00051025 | 0.00051025 | 0.062625 | 0.0099294 | 0.011535 | 0.23581 | 0.29135 | 0.54924 | 0.13027 | 0.010695 | 0.010695 | 0.010473 | 0.15851 | 0.16502 | 0.15851 | 0.16377 | 0.15851 | 0.015389 | 0.014893 | 0.34198 | 0.026393 | 0.027023 | 0.027023 | 0.026007 | 0.024736 | 0.10787 | 0.50975 | 0.50975 | 0.00050681 | 0.0027775 | 0.50875 | 0.60375 | 0.00051025 | 1 | 0.0005005 | 0.00054659 | 0.5005 | 0.0005005 | 0.51366 | 0.51698 | 0.010598 | 0.0075156 | 0.0075156 | 0.0069695 | 0.50687 | 0 | 0.50687 | 0.011205 | 0.011205 | 0.51 | 0.0099294 | 0.47823 | 0.6165 | 0.644 | 0.77169 | 0.56425 | 0.505 | 0.505 | 0.000505 | 0.5075 | 0.50775 | 0.5075 | 0.50775 | 0.5075 | 0.0069816 | 0.0069781 | 0.665 | 0.5125 | 0.5125 | 0.5125 | 0.010506 | 0.5125 | 0.011326 | 0.095518 | 0.020961
9: Large hydrostatic offset (angle of list/loll or draft change) | 0.029771 | 0.067841 | 0.013605 | 0.0054261 | 0.017239 | 0.20339 | 0.00098657 | 0.0034716 | 0.00098657 | 0.091392 | 0.00098657 | 0.00099901 | 0.027271 | 0.041706 | 0.032341 | 0.013565 | 0.013565 | 0.047247 | 0.040697 | 0 | 0.027268 | 0.055539 | 0.055079 | 0.019516 | 0.0098657 | 0.020879 | 0.22838 | 0.28227 | 0.53247 | 0.12599 | 0.0098657 | 0.0098657 | 0.0098657 | 0.014789 | 0.015279 | 0.014789 | 0.015279 | 0.014789 | 0.015279 | 0.014789 | 0.32342 | 0.091558 | 0.024587 | 0.024587 | 0.06653 | 0.024963 | 0.14946 | 0.029771 | 0.067841 | 0.013605 | 0.0054261 | 0.017239 | 0.20339 | 0.00098657 | 0.0039804 | 0.00098657 | 0.091392 | 0.00098657 | 0.00099901 | 0.027271 | 0.041698 | 0.032341 | 0.013548 | 0.070768 | 0.013548 | 0.013548 | 0 |  | 0.055539 | 0.055079 | 0.019516 | 0.0098657 | 0.020879 | 0.22838 | 0.28227 | 0.53247 | 0.12599 | 0.0098657 | 0.0098657 | 0.0098657 | 0.014789 | 0.015279 | 0.014789 | 0.015279 | 0.014789 | 0.014798 | 0.014336 | 0.32342 | 0.091555 | 0.024587 | 0.024587 | 0.066527 | 0.024963 | 0.14946 | 0.029771 | 0.067841 | 0.013605 | 0.0054261 | 0.017239 | 0.20339 | 0.00098657 | 0.0034716 | 0.00098657 | 0.091392 | 0.00098657 | 0.00099901 | 0.027271 | 0.034946 | 0.032341 | 0.070417 | 0.035999 | 0.047258 | 0.047258 | 0 | 0.027107 | 0.055539 | 0.055079 | 0.019516 | 0.0098657 | 0.020879 | 0.22838 | 0.28227 | 0.53247 | 0.12599 | 0.0098657 | 0.0098657 | 0.0098657 | 0.014789 | 0.015279 | 0.014789 | 0.015279 | 0.014789 | 0.015091 | 0.014612 | 0.32342 | 0.089371 | 0.024587 | 0.024587 | 0.064239 | 0.024963 | 0.14662 | 0.039034 | 0.017866 | 0.013605 | 0.0054261 | 0.033257 | 0.25924 | 0.00098654 | 0.00099901 | 0.00098657 | 0.091392 | 0.0020439 | 0.00099848 | 0.027271 | 0.041232 | 0.032905 | 0.013565 | 0.013565 | 0.027221 | 0.013548 | 0 | 0.027268 | 0.031056 | 0.031056 | 0.019516 | 0.0098657 | 0.027584 | 0.22838 | 0.28227 | 0.53247 | 0.12599 | 0.025475 | 0.025475 | 0.0098657 | 0.035779 | 0.043019 | 0.035779 | 0.036522 | 0.035779 | 0.015279 | 0.014789 | 0.32342 | 0.069506 | 0.024587 | 0.024587 | 0.055028 | 0.041365 | 0.13901 | 0.029771 | 0.067841 | 0.013605 | 0.0054261 | 0.017239 | 0.20339 | 0.00098657 | 0.0039804 | 0.00098657 | 0.091392 | 0.00098657 | 0.00099901 | 0.048125 | 0.041698 | 0.032341 | 0.013548 | 0.048071 | 0.013548 | 0.013548 | 0 | 0.02702 | 0.055539 | 0.055079 | 0.019516 | 0.0098657 | 0.020879 | 0.22838 | 0.28227 | 0.53247 | 0.12599 | 0.0098657 | 0.0098657 | 0.0098657 | 0.014789 | 0.015279 | 0.014789 | 0.015279 | 0.014789 | 0.014989 | 0.014516 | 0.32342 | 0.091555 | 0.024587 | 0.024587 | 0.066527 | 0.024963 | 0.14946 | 0.02977 | 0.067855 | 0.013605 | 0.0054274 | 0.017244 | 0.20349 | 0.0009868 | 0.0039831 | 0.0009868 | 0.091433 | 0.0009868 | 0.00099901 | 0.027271 | 0.047526 | 0.032341 | 0.025636 | 0.013385 | 0.013574 | 0.013574 | 0 | 0.02727 | 0.055551 | 0.055091 | 0.019516 | 0.0098657 | 0.020883 | 0.22848 | 0.2824 | 0.53273 | 0.12605 | 0.009868 | 0.009868 | 0.009868 | 0.028958 | 0.029705 | 0.028958 | 0.029705 | 0.028958 | 0.015281 | 0.014791 | 0.32357 | 0.094005 | 0.024595 | 0.024595 | 0.068508 | 0.024963 | 0.15192 | 0.038762 | 0.017862 | 0.013605 | 0.0054612 | 0.026992 | 0.25488 | 0.00098973 | 0.00099901 | 0.00099294 | 0.091951 | 0.0015212 | 0.00099874 | 0.026983 | 0.041255 | 0.032904 | 0.013609 | 0.013609 | 0.013564 | 0.013548 | 0 | 0.027268 | 0.031113 | 0.031113 | 0.019514 | 0.0098657 | 0.02531 | 0.2313 | 0.2859 | 0.5394 | 0.12756 | 0.02049 | 0.02049 | 0.0099294 | 0.02946 | 0.036811 | 0.02946 | 0.030207 | 0.02946 | 0.015279 | 0.014789 | 0.32759 | 0.069565 | 0.024821 | 0.024821 | 0.055062 | 0.041145 | 0.13905 |  | 0.014255 | 0.013128 | 0.0054612 | 0.081647 | 0.43589 | 0.03736 | 0.00050688 | 0.0012787 | 0.54659 | 0.0037305 | 0.00099764 | 0.51366 | 0.0071085 | 0.031427 | 0.0069781 | 0.50687 | 0.0069781 | 0.0069781 | 0 | 0.023708 | 0.09524 | 0.09524 | 0.051835 | 0.009868 |  | 0.2313 | 0.2859 | 0.5394 | 0.12756 | 0.24776 | 0.24776 | 0.0099294 | 0.33543 | 0.0069816 | 0.33543 | 0.33813 | 0.0069781 | 0.01113 | 0.010883 | 0.33947 | 0.024493 | 0.028315 | 0.028315 | 0.024493 | 0.073316 | 0.10262 | 0.029238 | 0.018532 | 0.00050681 | 0.0094991 | 0.50875 | 0.60375 | 0.00051025 | 0.0005005 |  | 0.0075156 | 0.00095035 | 0.00099903 | 0.0070628 | 0.51698 | 0.021873 | 0.0069695 | 0.0069695 | 0.013609 |  | 0 | 0.027316 | 0.51025 | 0.51025 | 0.50161 | 0.0099294 | 0.22307 | 0.24442 | 0.2997 | 0.55638 | 0.13939 | 0.01354 | 0.01354 | 0.010946 | 0.02058 | 0.024609 | 0.02058 | 0.021149 | 0.02058 | 0.015335 | 0.014842 |  | 0.44068 |  |  | 0.36486 | 0.2741 | 0.44721 | 0.50975 | 0.00050975 | 0.00050681 | 0.0027775 | 0.00050875 | 0.00060375 | 0.1411 | 0.0005005 | 1 | 0.54659 | 0.0005005 | 0.0005005 | 0.00051366 | 0.00051698 | 0.010598 | 0.00050688 | 0.00050688 | 0.50688 | 0.50687 | 0 | 0.50687 | 0.00051025 | 0.51025 | 0.51 | 0.0099294 | 0.47823 | 0.6165 | 0.644 | 0.77169 | 0.56425 | 0.000505 | 0.000505 | 0.000505 | 0.0005075 | 0.00050775 | 0.0005075 | 0.00050775 | 0.0005075 | 0.0069816 | 0.0069781 | 0.000665 | 0.5125 | 0.0005125 | 0.0005125 | 0.012925 | 0.0005125 | 0.018767 | 0.088353 | 0.024733
9: Excess dynamics | 0.029771 | 0.067841 | 0.013605 | 0.0054261 | 0.017239 | 0.20339 | 0.00098657 | 0.0034716 | 0.00098657 | 0.091392 | 0.00098657 | 0.00099901 | 0.027271 | 0.041706 | 0.032341 | 0.013565 | 0.013565 | 0.047247 | 0.040697 | 0 | 0.027268 | 0.055539 | 0.055079 | 0.019516 | 0.0098657 | 0.020879 | 0.22838 | 0.28227 | 0.53247 | 0.12599 | 0.0098657 | 0.0098657 | 0.0098657 | 0.014789 | 0.015279 | 0.014789 | 0.015279 | 0.014789 | 0.015279 | 0.014789 | 0.32342 | 0.091558 | 0.024587 | 0.024587 | 0.06653 | 0.024963 | 0.14946 | 0.029771 | 0.067841 | 0.013605 | 0.0054261 | 0.017239 | 0.20339 | 0.00098657 | 0.0039804 | 0.00098657 | 0.091392 | 0.00098657 | 0.00099901 | 0.027271 | 0.041698 | 0.032341 | 0.013548 | 0.070768 | 0.013548 | 0.013548 | 0 | 0.026856 | 0.055539 | 0.055079 | 0.019516 | 0.0098657 | 0.020879 | 0.22838 | 0.28227 | 0.53247 | 0.12599 | 0.0098657 | 0.0098657 | 0.0098657 | 0.014789 | 0.015279 | 0.014789 | 0.015279 | 0.014789 | 0.014798 | 0.014336 | 0.32342 | 0.091555 | 0.024587 | 0.024587 | 0.066527 | 0.024963 | 0.14946 | 0.029771 | 0.067841 | 0.013605 | 0.0054261 | 0.017239 | 0.20339 | 0.00098657 | 0.0034716 | 0.00098657 | 0.091392 | 0.00098657 | 0.00099901 | 0.027271 | 0.034946 | 0.032341 | 0.070417 | 0.035999 | 0.047258 | 0.047258 | 0 | 0.027107 | 0.055539 | 0.055079 | 0.019516 | 0.0098657 | 0.020879 | 0.22838 | 0.28227 | 0.53247 | 0.12599 | 0.0098657 | 0.0098657 | 0.0098657 | 0.014789 | 0.015279 | 0.014789 | 0.015279 | 0.014789 | 0.015091 | 0.014612 | 0.32342 | 0.089371 | 0.024587 | 0.024587 | 0.064239 | 0.024963 | 0.14662 | 0.039034 | 0.017866 | 0.013605 | 0.0054261 | 0.033257 | 0.25924 | 0.00098654 | 0.00099901 | 0.00098657 | 0.091392 | 0.0020439 | 0.00099848 | 0.027271 | 0.041232 | 0.032905 | 0.013565 | 0.013565 | 0.027221 | 0.013548 | 0 | 0.027268 | 0.031056 | 0.031056 | 0.019516 | 0.0098657 | 0.027584 | 0.22838 | 0.28227 | 0.53247 | 0.12599 | 0.025475 | 0.025475 | 0.0098657 | 0.035779 | 0.043019 | 0.035779 | 0.036522 | 0.035779 | 0.015279 | 0.014789 | 0.32342 | 0.069506 | 0.024587 | 0.024587 | 0.055028 | 0.041365 | 0.13901 | 0.029771 | 0.067841 | 0.013605 | 0.0054261 | 0.017239 | 0.20339 | 0.00098657 | 0.0039804 | 0.00098657 | 0.091392 | 0.00098657 | 0.00099901 | 0.048125 | 0.041698 | 0.032341 | 0.013548 | 0.048071 | 0.013548 | 0.013548 | 0 | 0.02702 | 0.055539 | 0.055079 | 0.019516 | 0.0098657 | 0.020879 | 0.22838 | 0.28227 | 0.53247 | 0.12599 | 0.0098657 | 0.0098657 | 0.0098657 | 0.014789 | 0.015279 | 0.014789 | 0.015279 | 0.014789 | 0.014989 | 0.014516 | 0.32342 | 0.091555 | 0.024587 | 0.024587 | 0.066527 | 0.024963 | 0.14946 | 0.02977 | 0.067855 | 0.013605 | 0.0054274 | 0.017244 | 0.20349 | 0.0009868 | 0.0039831 | 0.0009868 | 0.091433 | 0.0009868 | 0.00099901 | 0.027271 | 0.047526 | 0.032341 | 0.025636 | 0.013385 | 0.013574 | 0.013574 | 0 | 0.02727 | 0.055551 | 0.055091 | 0.019516 | 0.0098657 | 0.020883 | 0.22848 | 0.2824 | 0.53273 | 0.12605 | 0.009868 | 0.009868 | 0.009868 | 0.028958 | 0.029705 | 0.028958 | 0.029705 | 0.028958 | 0.015281 | 0.014791 | 0.32357 | 0.093451 | 0.024595 | 0.024595 | 0.068508 | 0.024963 | 0.15192 | 0.02975 | 0.068149 | 0.013605 | 0.0054612 | 0.017375 | 0.20599 | 0.00098973 | 0.0034859 | 0.00099294 | 0.091951 | 0.00099294 | 0.000999 | 0.026983 | 0.041736 | 0.032335 | 0.013609 | 0.013609 | 0.047381 | 0.040884 | 0 | 0.027268 | 0.055794 | 0.055331 | 0.019514 | 0.0098657 | 0.020978 | 0.2313 | 0.2859 | 0.5394 | 0.12756 | 0.0099294 | 0.0099294 | 0.0099294 | 0.014894 | 0.01539 | 0.014894 | 0.01539 | 0.014894 | 0.015279 | 0.014789 | 0.32759 | 0.091793 | 0.024821 | 0.024821 | 0.066659 | 0.024963 | 0.14958 | 0.02975 | 0.13992 | 0.013128 | 0.0054612 | 0.017375 | 0.20599 | 0.03736 | 0.00050688 | 0.00099294 | 0.54659 | 0.00099294 | 0.000999 | 0.00051366 | 0.0071085 | 0.03066 | 0.0069781 | 0.50687 | 0.0069781 | 0.0069781 | 0 | 0.023708 | 0.12858 | 0.12817 | 0.019514 | 0.009868 | 0.020978 | 0.2313 | 0.2859 | 0.5394 | 0.12756 | 0.0099294 | 0.0099294 | 0.0099294 | 0.015651 | 0.50775 | 0.015651 | 0.016164 | 0.5075 | 0.01113 | 0.010883 | 0.32759 | 0.024493 | 0.024821 | 0.024821 | 0.024493 | 0.024963 | 0.10262 | 0.034606 | 0.14052 | 0.00050681 | 0.0057603 | 0.00050875 | 0.00060375 | 0.00051025 | 0.0005005 | 0.0012976 | 0.54659 | 0.0010473 | 0.00099898 | 0.51366 | 0.00051698 | 0.033608 | 0.00050688 | 0.00050688 | 0.013652 | 0.25784 | 0 | 0.027362 | 0.00051025 | 0.00051025 | 0.062625 | 0.0099294 | 0.011535 | 0.23581 | 0.29135 | 0.54924 | 0.13027 | 0.010695 | 0.010695 | 0.010473 | 0.15851 | 0.16502 | 0.15851 | 0.16377 | 0.15851 | 0.015389 | 0.014893 | 0.34198 | 0.026393 | 0.027023 | 0.027023 | 0.026007 | 0.024736 | 0.10787 | 0.50975 | 0.010659 | 0.00050681 | 0.0027775 | 0.0095654 | 0.05626 | 0.00051025 | 0.09951 | 0.000505 | 1 | 0.00054659 | 0.0005005 | 0.51366 | 0.51698 | 0.010598 | 0.0075156 | 0.0075156 | 0.0069695 | 0.50687 | 0 | 0.50687 | 0.011205 | 0.011205 | 0.51 | 0.0099294 | 0.47823 | 0.6165 | 0.644 | 0.77169 | 0.56425 | 0.0054659 | 0.0054659 | 0.000505 | 0.5075 | 0.50775 | 0.5075 | 0.50775 | 0.5075 | 0.0069816 | 0.0069781 | 0.665 | 0.5125 | 0.5125 | 0.5125 | 0.010506 | 0.5125 | 0.011326 | 0.089104 | 0.1163
9: Capsize | 0.029771 | 0.067841 | 0.013605 | 0.0054261 | 0.017239 | 0.20339 | 0.00098657 | 0.0034716 | 0.00098657 | 0.091392 | 0.00098657 | 0.00099901 | 0.027271 | 0.041706 | 0.032341 | 0.013565 | 0.013565 | 0.047247 | 0.040697 | 0 | 0.027268 | 0.055539 | 0.055079 | 0.019516 | 0.0098657 | 0.020879 | 0.22838 | 0.28227 | 0.53247 | 0.12599 | 0.0098657 | 0.0098657 | 0.0098657 | 0.014789 | 0.015279 | 0.014789 | 0.015279 | 0.014789 | 0.015279 | 0.014789 | 0.32342 | 0.091558 | 0.024587 | 0.024587 | 0.06653 | 0.024963 | 0.14946 | 0.029771 | 0.067841 | 0.013605 | 0.0054261 | 0.017239 | 0.20339 | 0.00098657 | 0.0039804 | 0.00098657 | 0.091392 | 0.00098657 | 0.00099901 | 0.027271 | 0.041698 | 0.032341 | 0.013548 | 0.070768 | 0.013548 | 0.013548 | 0 |  | 0.055539 | 0.055079 | 0.019516 | 0.0098657 | 0.020879 | 0.22838 | 0.28227 | 0.53247 | 0.12599 | 0.0098657 | 0.0098657 | 0.0098657 | 0.014789 | 0.015279 | 0.014789 | 0.015279 | 0.014789 | 0.014798 | 0.014336 | 0.32342 | 0.091555 | 0.024587 | 0.024587 | 0.066527 | 0.024963 | 0.14946 | 0.029771 | 0.067841 | 0.013605 | 0.0054261 | 0.017239 | 0.20339 | 0.00098657 | 0.0034716 | 0.00098657 | 0.091392 | 0.00098657 | 0.00099901 | 0.027271 | 0.034946 | 0.032341 | 0.070417 | 0.035999 | 0.047258 | 0.047258 | 0 | 0.027107 | 0.055539 | 0.055079 | 0.019516 | 0.0098657 | 0.020879 | 0.22838 | 0.28227 | 0.53247 | 0.12599 | 0.0098657 | 0.0098657 | 0.0098657 | 0.014789 | 0.015279 | 0.014789 | 0.015279 | 0.014789 | 0.015091 | 0.014612 | 0.32342 | 0.089371 | 0.024587 | 0.024587 | 0.064239 | 0.024963 | 0.14662 | 0.039034 | 0.017866 | 0.013605 | 0.0054261 | 0.033257 | 0.25924 | 0.00098654 | 0.00099901 | 0.00098657 | 0.091392 | 0.0020439 | 0.00099848 | 0.027271 | 0.041232 | 0.032905 | 0.013565 | 0.013565 | 0.027221 | 0.013548 | 0 | 0.027268 | 0.031056 | 0.031056 | 0.019516 | 0.0098657 | 0.027584 | 0.22838 | 0.28227 | 0.53247 | 0.12599 | 0.025475 | 0.025475 | 0.0098657 | 0.035779 | 0.043019 | 0.035779 | 0.036522 | 0.035779 | 0.015279 | 0.014789 | 0.32342 | 0.069506 | 0.024587 | 0.024587 | 0.055028 | 0.041365 | 0.13901 | 0.029771 | 0.067841 | 0.013605 | 0.0054261 | 0.017239 | 0.20339 | 0.00098657 | 0.0039804 | 0.00098657 | 0.091392 | 0.00098657 | 0.00099901 | 0.048125 | 0.041698 | 0.032341 | 0.013548 | 0.048071 | 0.013548 | 0.013548 | 0 | 0.02702 | 0.055539 | 0.055079 | 0.019516 | 0.0098657 | 0.020879 | 0.22838 | 0.28227 | 0.53247 | 0.12599 | 0.0098657 | 0.0098657 | 0.0098657 | 0.014789 | 0.015279 | 0.014789 | 0.015279 | 0.014789 | 0.014989 | 0.014516 | 0.32342 | 0.091555 | 0.024587 | 0.024587 | 0.066527 | 0.024963 | 0.14946 | 0.02977 | 0.067855 | 0.013605 | 0.0054274 | 0.017244 | 0.20349 | 0.0009868 | 0.0039831 | 0.0009868 | 0.091433 | 0.0009868 | 0.00099901 | 0.027271 | 0.047526 | 0.032341 | 0.025636 | 0.013385 | 0.013574 | 0.013574 | 0 | 0.02727 | 0.055551 | 0.055091 | 0.019516 | 0.0098657 | 0.020883 | 0.22848 | 0.2824 | 0.53273 | 0.12605 | 0.009868 | 0.009868 | 0.009868 | 0.028958 | 0.029705 | 0.028958 | 0.029705 | 0.028958 | 0.015281 | 0.014791 | 0.32357 | 0.093451 | 0.024595 | 0.024595 | 0.068508 | 0.024963 | 0.15192 | 0.038762 | 0.017862 | 0.013605 | 0.0054612 | 0.026992 | 0.25488 | 0.00098973 | 0.00099901 | 0.00099294 | 0.091951 | 0.0015212 | 0.00099874 | 0.026983 | 0.041255 | 0.032904 | 0.013609 | 0.013609 | 0.013564 | 0.013548 | 0 | 0.027268 | 0.031113 | 0.031113 | 0.019514 | 0.0098657 | 0.02531 | 0.2313 | 0.2859 | 0.5394 | 0.12756 | 0.02049 | 0.02049 | 0.0099294 | 0.02946 | 0.036811 | 0.02946 | 0.030207 | 0.02946 | 0.015279 | 0.014789 | 0.32759 | 0.069565 | 0.024821 | 0.024821 | 0.055062 | 0.041145 | 0.13905 | 0.038078 | 0.014255 | 0.013128 | 0.0054612 | 0.081647 | 0.43589 | 0.03736 | 0.00050688 | 0.0012787 | 0.54659 | 0.0037305 | 0.00099764 | 0.51366 | 0.0071085 | 0.031427 | 0.0069781 | 0.50687 | 0.0069781 | 0.0069781 | 0 | 0.023708 | 0.09524 | 0.09524 | 0.051835 | 0.009868 | 0.049553 | 0.2313 | 0.2859 | 0.5394 | 0.12756 | 0.24776 | 0.24776 | 0.0099294 | 0.33543 | 0.0069816 | 0.33543 | 0.33813 | 0.0069781 | 0.01113 | 0.010883 | 0.33947 | 0.024493 | 0.028315 | 0.028315 | 0.024493 | 0.073316 | 0.10262 | 0.029238 | 0.018532 | 0.00050681 | 0.0094991 | 0.50875 | 0.60375 | 0.00051025 | 0.0005005 | 0.0019773 | 0.0075156 | 0.00095035 | 0.00099903 | 0.0070628 | 0.51698 | 0.021873 | 0.0069695 | 0.0069695 | 0.013609 | 0.065451 | 0 | 0.027316 | 0.51025 | 0.51025 | 0.50161 | 0.0099294 | 0.22307 | 0.24442 | 0.2997 | 0.55638 | 0.13939 | 0.01354 | 0.01354 | 0.010946 | 0.02058 | 0.024609 | 0.02058 | 0.021149 | 0.02058 | 0.015335 | 0.014842 |  | 0.44068 |  |  | 0.36486 | 0.2741 | 0.44721 | 0.00050975 | 0.00050975 | 0.00050681 | 0.50275 | 0.00050875 | 0.60375 | 0.1411 | 0.19656 | 0.09951 | 0.0095654 | 1 | 0.0005005 | 0.00051366 | 0.00051698 | 0.010598 | 0.00050688 | 0.00050688 | 0.50688 | 0.50687 | 0 | 0.50687 | 0.00051025 | 0.51025 | 0.51 | 0.0099294 | 0.0050875 | 0.0006165 | 0.000644 | 0.00077169 | 0.00056425 | 0.000505 | 0.000505 | 0.000505 | 0.0005075 | 0.00050775 | 0.0005075 | 0.00050775 | 0.0005075 | 0.0069816 | 0.0069781 | 0.000665 | 0.5125 | 0.0005125 | 0.0005125 | 0.012925 | 0.0005125 | 0.018767 | 0.0821 | 0.012431
9: Sink | 0.029771 | 0.067841 | 0.013605 | 0.0054261 | 0.017239 | 0.20339 | 0.00098657 | 0.0034716 | 0.00098657 | 0.091392 | 0.00098657 | 0.00099901 | 0.028776 | 0.034946 | 0.032341 | 0.06262 | 0.035095 | 0.040697 | 0.040697 | 0 |  | 0.055539 | 0.055079 | 0.019516 | 0.0098657 | 0.020879 | 0.22838 | 0.28227 | 0.53247 | 0.12599 | 0.0098657 | 0.0098657 | 0.0098657 | 0.014789 | 0.015279 | 0.014789 | 0.015279 | 0.014789 | 0.015098 | 0.014619 | 0.32342 | 0.089371 | 0.024587 | 0.024587 | 0.064239 | 0.024963 | 0.14662 | 0.029771 |  | 0.013605 | 0.0054261 | 0.017239 | 0.20339 | 0.00098657 |  | 0.00098657 | 0.091392 | 0.00098657 | 0.00099901 | 0.027271 |  | 0.010598 | 0.027293 | 0.013385 | 0.01355 | 0.01355 | 0 | 0.02727 |  |  | 0.019516 | 0.0098657 | 0.020879 | 0.22838 | 0.28227 | 0.53247 | 0.12599 | 0.0098657 | 0.0098657 | 0.0098657 | 0.02919 | 0.029936 | 0.02919 | 0.029936 | 0.02919 | 0.015281 | 0.014791 | 0.32342 | 0.48141 | 0.024587 | 0.024587 | 0.4484 | 0.024963 | 0.5525 | 0.029771 | 0.067841 | 0.013605 | 0.0054261 | 0.017239 | 0.20339 | 0.00098657 | 0.0034716 | 0.00098657 | 0.091392 | 0.00098657 | 0.00099901 | 0.028768 | 0.034946 | 0.032341 | 0.056333 | 0.028504 | 0.040697 | 0.040697 | 0 | 0.027161 | 0.055539 | 0.055079 | 0.019516 | 0.0098657 | 0.020879 | 0.22838 | 0.28227 | 0.53247 | 0.12599 | 0.0098657 | 0.0098657 | 0.0098657 | 0.014789 | 0.015279 | 0.014789 | 0.015279 | 0.014789 | 0.015154 | 0.014671 | 0.32342 | 0.089371 | 0.024587 | 0.024587 | 0.064239 | 0.024963 | 0.14662 | 0.029771 | 0.067387 | 0.013605 | 0.0054261 | 0.017239 | 0.20339 | 0.0009701 | 0.0039722 | 0.00098657 | 0.088518 | 0.00098657 | 0.00099901 | 0.027271 | 0.056236 | 0.032349 | 0.043729 | 0.043729 | 0.013548 | 0.013548 | 0 | 0.027051 | 0.055188 | 0.054727 | 0.019516 | 0.0098657 | 0.020879 | 0.22838 | 0.28227 | 0.53247 | 0.12599 | 0.0098657 | 0.0098657 | 0.0098657 | 0.029189 | 0.029936 | 0.029189 | 0.029936 | 0.029189 | 0.015026 | 0.014551 | 0.32342 |  | 0.024587 | 0.024587 |  | 0.024963 |  | 0.029771 | 0.067841 | 0.013605 | 0.0054261 | 0.017239 | 0.20339 | 0.00098657 | 0.0034716 | 0.00098657 | 0.091392 | 0.00098657 | 0.00099901 | 0.028776 | 0.034946 | 0.032341 | 0.063163 | 0.028504 | 0.047348 | 0.047348 | 0 | 0.027161 | 0.055539 | 0.055079 | 0.019516 | 0.0098657 | 0.020879 | 0.22838 | 0.28226 | 0.53247 | 0.12599 | 0.0098657 | 0.0098657 | 0.0098657 | 0.014789 | 0.015279 | 0.014789 | 0.015279 | 0.014789 | 0.015154 | 0.014671 | 0.32341 | 0.089371 | 0.024587 | 0.024587 | 0.064239 | 0.024963 | 0.14662 | 0.029771 | 0.067841 | 0.013605 | 0.0054261 | 0.017239 | 0.20339 | 0.00098657 | 0.0039804 | 0.00098657 | 0.091392 | 0.00098657 | 0.00099901 | 0.027284 | 0.041619 | 0.032341 | 0.013385 | 0.013385 | 0.013548 | 0.013548 | 0 | 0.02727 | 0.055539 | 0.055079 | 0.019516 | 0.0098657 | 0.020879 | 0.22838 | 0.28226 | 0.53247 | 0.12599 | 0.0098657 | 0.0098657 | 0.0098657 | 0.029196 | 0.029942 | 0.029196 | 0.029942 | 0.029196 | 0.015281 | 0.014791 | 0.32341 | 0.09153 | 0.024587 | 0.024587 | 0.066501 | 0.024963 | 0.14943 | 0.03132 | 0.038604 | 0.013612 | 0.0027875 | 0.0069317 | 0.0082261 | 0.00050681 | 0.0022757 | 0.00050681 | 0.0074473 | 0.00050681 | 0.00099925 | 0.031397 | 0.034483 | 0.032897 | 0.035455 | 0.022254 | 0.026433 | 0.026433 | 0 | 0.027206 | 0.03139 | 0.031143 | 0.019684 | 0.0098657 | 0.013686 | 0.0083998 | 0.0087745 | 0.010514 | 0.0076879 | 0.0050681 | 0.0050681 | 0.0050681 | 0.0069147 | 0.0069181 | 0.0069147 | 0.0069181 | 0.0069147 | 0.015206 | 0.014721 | 0.0090606 | 0.067402 | 0.0069828 | 0.0069828 | 0.052723 | 0.024975 | 0.13614 | 0.03132 | 0.038604 | 0.013612 | 0.0027875 | 0.0069317 | 0.0082261 | 0.00050681 | 0.0025396 | 0.00050681 | 0.0074473 | 0.00050681 | 0.00099925 | 0.00051366 | 0.26214 | 0.032897 | 0.47157 | 0.013559 | 0.0069781 | 0.0069781 | 0 | 0.027268 | 0.03139 | 0.031143 | 0.019684 | 0.0098657 | 0.013686 | 0.0083998 | 0.0087745 | 0.010514 | 0.0076879 | 0.0050681 | 0.0050681 | 0.0050681 | 0.5075 | 0.50775 | 0.5075 | 0.50775 | 0.5075 | 0.015279 | 0.01479 | 0.0090606 | 0.14484 | 0.0069828 | 0.0069828 | 0.13185 | 0.024975 | 0.23431 | 0.076172 | 0.018532 | 0.00050681 | 0.40099 | 0.00050875 | 0.00060375 | 0.00051025 | 0.0005005 | 0.073158 | 0.0075156 | 0.076871 | 0.00096114 | 0.51366 | 0.00051698 | 0.033608 | 0.00050688 | 0.00050688 | 0.013652 | 0.47101 | 0 | 0.027362 | 0.00051025 | 0.00051025 | 0.25748 | 0.0050681 | 0.011535 | 0.6165 | 0.644 | 0.77169 | 0.56425 | 0.505 | 0.505 | 0.505 | 0.5075 | 0.50775 | 0.5075 | 0.50775 | 0.5075 | 0.015389 | 0.014893 | 0.665 | 0.026393 | 0.5125 | 0.5125 | 0.026007 | 0.024736 | 0.10787 | 0.00050975 | 0.00050975 | 0.00050681 | 0.50275 | 0.00050875 | 0.60375 | 0.00051025 | 0.19656 | 0.09951 | 0.0095654 | 0.5005 | 1 | 0.0070628 | 0.00051698 | 0.010598 | 0.00050688 | 0.50688 | 0.50687 | 0.50687 | 0 | 0.50687 | 0.00051025 | 0.00051025 | 0.51 | 0.0050681 | 0.0050875 | 0.0006165 | 0.000644 | 0.00077169 | 0.00056425 | 0.000505 | 0.000505 | 0.000505 | 0.0005075 | 0.00050775 | 0.0005075 | 0.00050775 | 0.0005075 | 0.0069816 | 0.0069781 | 0.000665 | 0.5125 | 0.0005125 | 0.0005125 | 0.5125 | 0.0005125 | 0.5525 | 0.08825 | 0.0030179
9: Mooring-mooring clashing | 0.029771 | 0.067841 | 0.013605 | 0.0054261 | 0.017239 | 0.20339 | 0.00098657 | 0.0034716 | 0.00098657 | 0.091392 | 0.00098657 | 0.00099901 | 0.027271 | 0.041706 | 0.032341 | 0.013565 | 0.013565 | 0.047247 | 0.040697 | 0 | 0.027268 | 0.055539 | 0.055079 | 0.019516 | 0.0098657 | 0.020879 | 0.22838 | 0.28227 | 0.53247 | 0.12599 | 0.0098657 | 0.0098657 | 0.0098657 | 0.014789 | 0.015279 | 0.014789 | 0.015279 | 0.014789 | 0.015279 | 0.014789 | 0.32342 | 0.091558 | 0.024587 | 0.024587 | 0.06653 | 0.024963 | 0.14946 | 0.029771 | 0.067841 | 0.013605 | 0.0054261 | 0.017239 | 0.20339 | 0.00098657 | 0.0039804 | 0.00098657 | 0.091392 | 0.00098657 | 0.00099901 | 0.027271 | 0.041698 | 0.032341 | 0.013548 | 0.070768 | 0.013548 | 0.013548 | 0 | 0.026856 | 0.055539 | 0.055079 | 0.019516 | 0.0098657 | 0.020879 | 0.22838 | 0.28227 | 0.53247 | 0.12599 | 0.0098657 | 0.0098657 | 0.0098657 | 0.014789 | 0.015279 | 0.014789 | 0.015279 | 0.014789 | 0.014798 | 0.014336 | 0.32342 | 0.091555 | 0.024587 | 0.024587 | 0.066527 | 0.024963 | 0.14946 | 0.029771 | 0.067841 | 0.013605 | 0.0054261 | 0.017239 | 0.20339 | 0.00098657 | 0.0034716 | 0.00098657 | 0.091392 | 0.00098657 | 0.00099901 | 0.027271 | 0.034946 | 0.032341 | 0.070417 | 0.035999 | 0.047258 | 0.047258 | 0 | 0.027107 | 0.055539 | 0.055079 | 0.019516 | 0.0098657 | 0.020879 | 0.22838 | 0.28227 | 0.53247 | 0.12599 | 0.0098657 | 0.0098657 | 0.0098657 | 0.014789 | 0.015279 | 0.014789 | 0.015279 | 0.014789 | 0.015091 | 0.014612 | 0.32342 | 0.089371 | 0.024587 | 0.024587 | 0.064239 | 0.024963 | 0.14662 | 0.039034 | 0.017866 | 0.013605 | 0.0054261 | 0.033257 | 0.25924 | 0.00098654 | 0.00099901 | 0.00098657 | 0.091392 | 0.0020439 | 0.00099848 | 0.027271 | 0.041232 | 0.032905 | 0.013565 | 0.013565 | 0.027221 | 0.013548 | 0 | 0.027268 | 0.031056 | 0.031056 | 0.019516 | 0.0098657 | 0.027584 | 0.22838 | 0.28227 | 0.53247 | 0.12599 | 0.025475 | 0.025475 | 0.0098657 | 0.035779 | 0.043019 | 0.035779 | 0.036522 | 0.035779 | 0.015279 | 0.014789 | 0.32342 | 0.069506 | 0.024587 | 0.024587 | 0.055028 | 0.041365 | 0.13901 | 0.029771 | 0.067841 | 0.013605 | 0.0054261 | 0.017239 | 0.20339 | 0.00098657 | 0.0039804 | 0.00098657 | 0.091392 | 0.00098657 | 0.00099901 | 0.048124 | 0.041697 | 0.032341 | 0.013548 | 0.04807 | 0.013548 | 0.013548 | 0 | 0.02702 | 0.055539 | 0.055079 | 0.019516 | 0.0098657 | 0.020879 | 0.22838 | 0.28226 | 0.53247 | 0.12599 | 0.0098657 | 0.0098657 | 0.0098657 | 0.014789 | 0.015279 | 0.014789 | 0.015279 | 0.014789 | 0.014989 | 0.014516 | 0.32341 | 0.091555 | 0.024587 | 0.024587 | 0.066527 | 0.024963 | 0.14946 | 0.029769 | 0.067869 | 0.013605 | 0.0054286 | 0.017248 | 0.20358 | 0.00098702 | 0.0039836 | 0.00098702 | 0.091472 | 0.00098702 | 0.00099901 | 0.027284 | 0.047528 | 0.032341 | 0.025639 | 0.013385 | 0.013574 | 0.013574 | 0 | 0.02727 | 0.055562 | 0.055102 | 0.019516 | 0.0098657 | 0.020886 | 0.22859 | 0.28252 | 0.53297 | 0.1261 | 0.0098702 | 0.0098702 | 0.0098702 | 0.02874 | 0.029487 | 0.02874 | 0.029487 | 0.02874 | 0.015281 | 0.014791 | 0.32371 | 0.093461 | 0.024604 | 0.024604 | 0.068514 | 0.024963 | 0.15192 | 0.038809 | 0.018532 | 0.013612 | 0.0054612 | 0.019286 | 0.22131 | 0.00050688 | 0.00099925 | 0.00099294 | 0.0075156 | 0.00095035 | 0.00099903 | 0.0070628 | 0.037821 | 0.033101 | 0.0069695 | 0.0069695 | 0.013609 | 0.0136 | 0 | 0.027316 | 0.022548 | 0.022548 | 0.019514 | 0.0098657 | 0.021944 | 0.2313 | 0.2859 | 0.5394 | 0.12756 | 0.01354 | 0.01354 | 0.0099294 | 0.02058 | 0.024609 | 0.02058 | 0.021149 | 0.02058 | 0.015335 | 0.014842 | 0.32759 | 0.060511 | 0.024821 | 0.024821 | 0.049815 | 0.036707 | 0.1339 | 0.063883 | 0.014255 | 0.012671 | 0.0027875 | 0.50875 | 0.60375 | 0.072241 | 0.00050688 | 0.03745 | 0.54659 | 0.054649 | 0.00097223 | 0.51366 | 0.0071085 | 0.031081 | 0.0069781 | 0.50688 | 0.0069781 | 0.0069781 | 0 | 0.023708 | 0.11028 | 0.11028 | 0.24851 | 0.0098702 | 0.22307 | 0.0083998 | 0.0087745 | 0.010514 | 0.0076879 | 0.47986 | 0.47986 | 0.0050681 | 0.5075 | 0.0069816 | 0.5075 | 0.50775 | 0.0069781 | 0.01113 | 0.010883 | 0.665 | 0.024493 | 0.5125 | 0.5125 | 0.024493 | 0.10269 | 0.10262 | 0.025187 | 0.010659 | 0.00050681 | 0.3564 | 0.50875 | 0.60375 | 0.00050688 | 0.0005005 | 0.068953 | 0.0075156 | 0.00054659 | 0.00099923 | 0.0070628 | 0.51698 | 0.021873 | 0.0069695 | 0.0069695 | 0.0069695 | 0.47045 | 0 | 0.020137 | 0.51025 | 0.51025 |  | 0.0099294 | 0.22307 | 0.6165 | 0.644 | 0.77169 | 0.56425 | 0.505 | 0.505 | 0.37481 | 0.5075 | 0.50775 | 0.5075 | 0.50775 | 0.5075 | 0.0069816 | 0.0069781 | 0.665 | 0.44068 | 0.5125 | 0.5125 | 0.36486 | 0.27401 | 0.44721 | 0.50975 | 0.50975 | 0.00050681 | 0.0027775 | 0.50875 | 0.60375 | 0.072241 | 0.19583 | 0.000505 | 0.54659 | 0.5005 | 0.0005005 | 1 | 0.0071085 | 0.51698 | 0.0070628 | 0.0070628 | 0.50688 | 0.50687 | 0 | 0.50687 | 0.010598 | 0.010598 | 0.51 | 0.0050681 | 0.47823 | 0.0033907 | 0.003542 | 0.0042443 | 0.0031034 | 0.0050688 | 0.0050688 | 0.0027775 | 0.0077048 | 0.0079617 | 0.0077048 | 0.0079617 | 0.0077048 | 0.0069816 | 0.0069781 | 0.022589 | 0.012925 | 0.012925 | 0.012925 | 0.012925 | 0.010506 | 0.018767 | 0.10537 | 0.086843
9: Mooring-cable clashing | 0.029771 | 0.067841 | 0.013605 | 0.0054261 | 0.017239 | 0.20339 | 0.00098657 | 0.0034716 | 0.00098657 | 0.091392 | 0.00098657 | 0.00099901 | 0.028776 | 0.034946 | 0.032341 | 0.06262 | 0.035095 | 0.040697 | 0.040697 | 0 | 0.027113 | 0.055539 | 0.055079 | 0.019516 | 0.0098657 | 0.020879 | 0.22838 | 0.28227 | 0.53247 | 0.12599 | 0.0098657 | 0.0098657 | 0.0098657 | 0.014789 | 0.015279 | 0.014789 | 0.015279 | 0.014789 | 0.015098 | 0.014619 | 0.32342 | 0.089371 | 0.024587 | 0.024587 | 0.064239 | 0.024963 | 0.14662 | 0.029771 |  | 0.013605 | 0.0054261 | 0.017239 | 0.20339 | 0.00098657 |  | 0.00098657 | 0.091392 | 0.00098657 | 0.00099901 | 0.027271 | 0.04832 | 0.010598 | 0.027293 | 0.013385 | 0.01355 | 0.01355 | 0 | 0.02727 |  |  | 0.019516 | 0.0098657 | 0.020879 | 0.22838 | 0.28227 | 0.53247 | 0.12599 | 0.0098657 | 0.0098657 | 0.0098657 | 0.02919 | 0.029936 | 0.02919 | 0.029936 | 0.02919 | 0.015281 | 0.014791 | 0.32342 | 0.5125 | 0.024587 | 0.024587 | 0.5125 | 0.024963 | 0.5525 | 0.029771 | 0.067841 | 0.013605 | 0.0054261 | 0.017239 | 0.20339 | 0.00098657 | 0.0034716 | 0.00098657 | 0.091392 | 0.00098657 | 0.00099901 | 0.028768 | 0.034946 | 0.032341 | 0.056333 | 0.028504 | 0.040697 | 0.040697 | 0 | 0.027161 | 0.055539 | 0.055079 | 0.019516 | 0.0098657 | 0.020879 | 0.22838 | 0.28227 | 0.53247 | 0.12599 | 0.0098657 | 0.0098657 | 0.0098657 | 0.014789 | 0.015279 | 0.014789 | 0.015279 | 0.014789 | 0.015154 | 0.014671 | 0.32342 | 0.089371 | 0.024587 | 0.024587 | 0.064239 | 0.024963 | 0.14662 | 0.029771 | 0.067387 | 0.013605 | 0.0054261 | 0.017239 | 0.20339 | 0.0009701 | 0.0039722 | 0.00098657 | 0.088518 | 0.00098657 | 0.00099901 | 0.027271 | 0.056236 | 0.032349 | 0.043729 | 0.043729 | 0.013548 | 0.013548 | 0 | 0.027051 | 0.055188 | 0.054727 | 0.019516 | 0.0098657 | 0.020879 | 0.22838 | 0.28227 | 0.53247 | 0.12599 | 0.0098657 | 0.0098657 | 0.0098657 | 0.029189 | 0.029936 | 0.029189 | 0.029936 | 0.029189 | 0.015026 | 0.014551 | 0.32342 |  | 0.024587 | 0.024587 |  | 0.024963 |  | 0.029771 | 0.067841 | 0.013605 | 0.0054261 | 0.017239 | 0.20339 | 0.00098657 | 0.0034716 | 0.00098657 | 0.091392 | 0.00098657 | 0.00099901 | 0.028776 | 0.034946 | 0.032341 | 0.063163 | 0.028504 | 0.047348 | 0.047348 | 0 | 0.027161 | 0.055539 | 0.055079 | 0.019516 | 0.0098657 | 0.020879 | 0.22838 | 0.28226 | 0.53247 | 0.12599 | 0.0098657 | 0.0098657 | 0.0098657 | 0.014789 | 0.015279 | 0.014789 | 0.015279 | 0.014789 | 0.015154 | 0.014671 | 0.32341 | 0.089371 | 0.024587 | 0.024587 | 0.064239 | 0.024963 | 0.14662 | 0.029771 | 0.067841 | 0.013605 | 0.0054261 | 0.017239 | 0.20339 | 0.00098657 | 0.0039804 | 0.00098657 | 0.091392 | 0.00098657 | 0.00099901 | 0.027284 | 0.041619 | 0.032341 | 0.013385 | 0.013385 | 0.013548 | 0.013548 | 0 | 0.02727 | 0.055539 | 0.055079 | 0.019516 | 0.0098657 | 0.020879 | 0.22838 | 0.28226 | 0.53247 | 0.12599 | 0.0098657 | 0.0098657 | 0.0098657 | 0.029196 | 0.029942 | 0.029196 | 0.029942 | 0.029196 | 0.015281 | 0.014791 | 0.32341 | 0.09153 | 0.024587 | 0.024587 | 0.066501 | 0.024963 | 0.14943 | 0.03132 | 0.038604 | 0.013612 | 0.0027875 | 0.0069317 | 0.0082261 | 0.00050681 | 0.0022757 | 0.00050681 | 0.0074473 | 0.00050681 | 0.00099925 | 0.031397 | 0.034483 | 0.032897 | 0.035455 | 0.022254 | 0.026433 | 0.026433 | 0 | 0.027206 | 0.03139 | 0.031143 | 0.019684 | 0.0098657 | 0.013686 | 0.0083998 | 0.0087745 | 0.010514 | 0.0076879 | 0.0050681 | 0.0050681 | 0.0050681 | 0.0069147 | 0.0069181 | 0.0069147 | 0.0069181 | 0.0069147 | 0.015206 | 0.014721 | 0.0090606 | 0.067402 | 0.0069828 | 0.0069828 | 0.052723 | 0.024975 | 0.13614 | 0.03132 | 0.038604 | 0.013612 | 0.0027875 | 0.0069317 | 0.0082261 | 0.00050681 | 0.0025396 | 0.00050681 | 0.0074473 | 0.00050681 | 0.00099925 | 0.00051366 | 0.27916 | 0.032897 | 0.50687 | 0.0070628 | 0.0069781 | 0.0069781 | 0 | 0.027315 | 0.03139 | 0.031143 | 0.019684 | 0.0098657 | 0.013686 | 0.0083998 | 0.0087745 | 0.010514 | 0.0076879 | 0.0050681 | 0.0050681 | 0.0050681 | 0.5075 | 0.50775 | 0.5075 | 0.50775 | 0.5075 | 0.015334 | 0.014841 | 0.0090606 | 0.15063 | 0.0069828 | 0.0069828 | 0.13776 | 0.024975 | 0.24165 | 0.099254 | 0.010659 | 0.00050681 | 0.40099 | 0.00050875 | 0.00060375 | 0.00051025 | 0.0005005 | 0.5005 | 0.0075156 | 0.13297 | 0.00093315 | 0.51366 | 0.00051698 | 0.010598 | 0.00050688 | 0.00050688 | 0.0069695 | 0.47045 | 0 | 0.020137 | 0.00051025 | 0.00051025 | 0.39148 | 0.0050681 | 0.47823 | 0.6165 | 0.644 | 0.77169 | 0.56425 | 0.505 | 0.505 | 0.505 | 0.5075 | 0.50775 | 0.5075 | 0.50775 | 0.5075 | 0.0069816 | 0.0069781 | 0.665 | 0.5125 | 0.5125 | 0.5125 | 0.5125 | 0.010506 | 0.5525 | 0.070735 | 0.010659 | 0.00050681 | 0.50275 | 0.50875 | 0.60375 | 0.00051025 | 0.5005 | 0.5005 | 0.54659 | 0.067638 | 0.00096575 | 0.0070628 | 1 | 0.010598 | 0.0071085 | 0.50688 | 0.50687 | 0.50687 | 0 | 0.50687 | 0.010598 | 0.010598 | 0.51 | 0.0050681 | 0.0060375 | 0.0083998 | 0.0087745 | 0.010514 | 0.0076879 | 0.0050687 | 0.0050687 | 0.0050681 | 0.0077548 | 0.0080133 | 0.0077548 | 0.0080133 | 0.0077548 | 0.0069816 | 0.0069781 | 0.022589 | 0.012925 | 0.012925 | 0.012925 | 0.012925 | 0.010506 | 0.018767 | 0.093737 | 0.082579
9: Anchor-cable clashing | 0.029771 | 0.067841 | 0.013605 | 0.0054261 | 0.017239 | 0.20339 | 0.00098657 | 0.0034716 | 0.00098657 | 0.091392 | 0.00098657 | 0.00099901 | 0.028776 | 0.034946 | 0.032341 | 0.056333 | 0.028504 | 0.040697 | 0.040697 | 0 | 0.027161 | 0.055539 | 0.055079 | 0.019516 | 0.0098657 | 0.020879 | 0.22838 | 0.28227 | 0.53247 | 0.12599 | 0.0098657 | 0.0098657 | 0.0098657 | 0.014789 | 0.015279 | 0.014789 | 0.015279 | 0.014789 | 0.015154 | 0.014671 | 0.32342 | 0.089371 | 0.024587 | 0.024587 | 0.064239 | 0.024963 | 0.14662 | 0.029771 | 0.067841 | 0.013605 | 0.0054261 | 0.017239 | 0.20339 | 0.00098657 | 0.0039804 | 0.00098657 | 0.091392 | 0.00098657 | 0.00099901 | 0.027271 | 0.041619 | 0.032341 | 0.013385 | 0.013385 | 0.013548 | 0.013548 | 0 | 0.02727 | 0.055539 | 0.055079 | 0.019516 | 0.0098657 | 0.020879 | 0.22838 | 0.28227 | 0.53247 | 0.12599 | 0.0098657 | 0.0098657 | 0.0098657 | 0.029189 | 0.029936 | 0.029189 | 0.029936 | 0.029189 | 0.015281 | 0.014791 | 0.32342 | 0.09153 | 0.024587 | 0.024587 | 0.066501 | 0.024963 | 0.14943 | 0.029771 | 0.067841 | 0.013605 | 0.0054261 | 0.017239 | 0.20339 | 0.00098657 | 0.0034716 | 0.00098657 | 0.091392 | 0.00098657 | 0.00099901 | 0.028776 | 0.034946 | 0.032341 | 0.056333 | 0.028504 | 0.040697 | 0.040697 | 0 | 0.027161 | 0.055539 | 0.055079 | 0.019516 | 0.0098657 | 0.020879 | 0.22838 | 0.28227 | 0.53247 | 0.12599 | 0.0098657 | 0.0098657 | 0.0098657 | 0.014789 | 0.015279 | 0.014789 | 0.015279 | 0.014789 | 0.015154 | 0.014671 | 0.32342 | 0.089371 | 0.024587 | 0.024587 | 0.064239 | 0.024963 | 0.14662 | 0.029771 | 0.067841 | 0.013605 | 0.0054261 | 0.017239 | 0.20339 | 0.00098657 | 0.0039804 | 0.00098657 | 0.091392 | 0.00098657 | 0.00099901 | 0.027271 | 0.041619 | 0.032341 | 0.013385 | 0.013385 | 0.013548 | 0.013548 | 0 | 0.02727 | 0.055539 | 0.055079 | 0.019516 | 0.0098657 | 0.020879 | 0.22838 | 0.28227 | 0.53247 | 0.12599 | 0.0098657 | 0.0098657 | 0.0098657 | 0.029189 | 0.029936 | 0.029189 | 0.029936 | 0.029189 | 0.015281 | 0.014791 | 0.32342 | 0.09153 | 0.024587 | 0.024587 | 0.066501 | 0.024963 | 0.14943 | 0.029771 | 0.067841 | 0.013605 | 0.0054261 | 0.017239 | 0.20339 | 0.00098657 | 0.0034716 | 0.00098657 | 0.091392 | 0.00098657 | 0.00099901 | 0.028779 | 0.034946 | 0.032341 | 0.056333 | 0.028504 | 0.040697 | 0.040697 | 0 | 0.027161 | 0.055539 | 0.055079 | 0.019516 | 0.0098657 | 0.020879 | 0.22838 | 0.28226 | 0.53247 | 0.12599 | 0.0098657 | 0.0098657 | 0.0098657 | 0.014789 | 0.015279 | 0.014789 | 0.015279 | 0.014789 | 0.015154 | 0.014671 | 0.32341 | 0.089371 | 0.024587 | 0.024587 | 0.064239 | 0.024963 | 0.14662 | 0.02975 | 0.068236 | 0.013605 | 0.0054612 | 0.017375 | 0.20599 | 0.00099294 | 0.0039963 | 0.00099294 | 0.092507 | 0.00099294 | 0.000999 | 0.027284 | 0.041625 | 0.032334 | 0.013385 | 0.013385 | 0.013548 | 0.013548 | 0 | 0.02727 | 0.055862 | 0.055399 | 0.019514 | 0.0098657 | 0.020978 | 0.2313 | 0.2859 | 0.5394 | 0.12756 | 0.0099294 | 0.0099294 | 0.0099294 | 0.022841 | 0.023594 | 0.022841 | 0.023594 | 0.022841 | 0.015281 | 0.014791 | 0.32759 | 0.091818 | 0.024821 | 0.024821 | 0.066654 | 0.024963 | 0.14957 | 0.03132 | 0.038604 | 0.013612 | 0.0027875 | 0.0069317 | 0.0082261 | 0.00050681 | 0.0022757 | 0.00050681 | 0.0074473 | 0.00050681 | 0.00099925 | 0.51366 | 0.034483 | 0.032897 | 0.032037 | 0.018784 | 0.026433 | 0.026433 | 0 | 0.027231 | 0.03139 | 0.031143 | 0.019684 | 0.0098657 | 0.013686 | 0.0083998 | 0.0087745 | 0.010514 | 0.0076879 | 0.0050681 | 0.0050681 | 0.0050681 | 0.0069147 | 0.0069181 | 0.0069147 | 0.0069181 | 0.0069147 | 0.015235 | 0.014748 | 0.0090606 | 0.067402 | 0.0069828 | 0.0069828 | 0.052723 | 0.024975 | 0.13614 | 0.03132 | 0.038604 | 0.00050681 | 0.0027875 | 0.0069317 | 0.0082261 | 0.00050681 | 0.5005 | 0.00050681 | 0.0074473 | 0.00050681 | 0.00099925 | 0.00051366 | 0.51698 | 0.021873 | 0.0070628 | 0.0070628 | 0.46928 | 0.46824 | 0 | 0.027315 | 0.51025 | 0.51025 | 0.019684 | 0.0099294 | 0.47823 | 0.0083998 | 0.0087745 | 0.010514 | 0.0076879 | 0.0050681 | 0.0050681 | 0.0050681 | 0.5075 | 0.50775 | 0.5075 | 0.50775 | 0.5075 | 0.015334 | 0.014841 | 0.0090606 | 0.44068 | 0.0069828 | 0.0069828 | 0.36486 | 0.024975 | 0.44721 | 0.065918 | 0.36991 | 0.00050681 | 0.40099 | 0.00050875 | 0.00060375 | 0.00051025 | 0.0005005 | 0.5005 | 0.54659 | 0.072908 | 0.00096312 | 0.51366 | 0.00051698 | 0.010598 | 0.00050688 | 0.00050688 | 0.0069695 | 0.47045 | 0 | 0.020137 | 0.00051025 | 0.00051025 | 0.39148 | 0.0050681 | 0.47823 | 0.6165 | 0.644 | 0.77169 | 0.56425 | 0.505 | 0.505 | 0.505 | 0.5075 | 0.50775 | 0.5075 | 0.50775 | 0.5075 | 0.0069816 | 0.0069781 | 0.665 | 0.5125 | 0.5125 | 0.5125 | 0.5125 | 0.010506 | 0.5525 | 0.033846 | 0.50975 | 0.00050681 | 0.0027875 | 0.50875 | 0.60375 | 0.00051025 | 0.0005005 | 0.5005 | 0.54659 | 0.00050681 | 0.00099925 | 0.00051366 | 0.010598 | 1 | 0.50688 | 0.00050688 | 0.50688 | 0.50687 | 0 | 0.020137 | 0.010598 | 0.010598 | 0.51 | 0.0050681 | 0.0060375 | 0.0083998 | 0.0087745 | 0.010514 | 0.0076879 | 0.505 | 0.505 | 0.0050681 | 0.0077548 | 0.0080133 | 0.0077548 | 0.0080133 | 0.0077548 | 0.0069816 | 0.0069781 | 0.665 | 0.012925 | 0.012925 | 0.012925 | 0.012925 | 0.010506 | 0.018767 | 0.1013 | 0.031345
9: Change in mooring profile | 0.029771 | 0.067841 | 0.013605 | 0.0054261 | 0.017239 | 0.20339 | 0.00098657 | 0.0034716 | 0.00098657 | 0.091392 | 0.00098657 | 0.00099901 | 0.027271 | 0.041706 | 0.032341 | 0.013565 | 0.013565 | 0.047247 | 0.040697 | 0 | 0.027268 | 0.055539 | 0.055079 | 0.019516 | 0.0098657 | 0.020879 | 0.22838 | 0.28227 | 0.53247 | 0.12599 | 0.0098657 | 0.0098657 | 0.0098657 | 0.014789 | 0.015279 | 0.014789 | 0.015279 | 0.014789 | 0.015279 | 0.014789 | 0.32342 | 0.091558 | 0.024587 | 0.024587 | 0.06653 | 0.024963 | 0.14946 | 0.029771 | 0.067841 | 0.013605 | 0.0054261 | 0.017239 | 0.20339 | 0.00098657 | 0.0039804 | 0.00098657 | 0.091392 | 0.00098657 | 0.00099901 | 0.027271 | 0.041698 | 0.032341 | 0.013548 | 0.070768 | 0.013548 | 0.013548 | 0 | 0.026856 | 0.055539 | 0.055079 | 0.019516 | 0.0098657 | 0.020879 | 0.22838 | 0.28227 | 0.53247 | 0.12599 | 0.0098657 | 0.0098657 | 0.0098657 | 0.014789 | 0.015279 | 0.014789 | 0.015279 | 0.014789 | 0.014798 | 0.014336 | 0.32342 | 0.091555 | 0.024587 | 0.024587 | 0.066527 | 0.024963 | 0.14946 | 0.029771 | 0.067841 | 0.013605 | 0.0054261 | 0.017239 | 0.20339 | 0.00098657 | 0.0034716 | 0.00098657 | 0.091392 | 0.00098657 | 0.00099901 | 0.027271 | 0.034946 | 0.032341 | 0.070417 | 0.035999 | 0.047258 | 0.047258 | 0 | 0.027107 | 0.055539 | 0.055079 | 0.019516 | 0.0098657 | 0.020879 | 0.22838 | 0.28227 | 0.53247 | 0.12599 | 0.0098657 | 0.0098657 | 0.0098657 | 0.014789 | 0.015279 | 0.014789 | 0.015279 | 0.014789 | 0.015091 | 0.014612 | 0.32342 | 0.089371 | 0.024587 | 0.024587 | 0.064239 | 0.024963 | 0.14662 | 0.039034 | 0.017866 | 0.013605 | 0.0054261 | 0.033257 | 0.25924 | 0.00098654 | 0.00099901 | 0.00098657 | 0.091392 | 0.0020439 | 0.00099848 | 0.027271 | 0.041232 | 0.032905 | 0.013565 | 0.013565 | 0.027221 | 0.013548 | 0 | 0.027268 | 0.031056 | 0.031056 | 0.019516 | 0.0098657 | 0.027584 | 0.22838 | 0.28227 | 0.53247 | 0.12599 | 0.025475 | 0.025475 | 0.0098657 | 0.035779 | 0.043019 | 0.035779 | 0.036522 | 0.035779 | 0.015279 | 0.014789 | 0.32342 | 0.069506 | 0.024587 | 0.024587 | 0.055028 | 0.041365 | 0.13901 | 0.029771 | 0.067841 | 0.013605 | 0.0054261 | 0.017239 | 0.20339 | 0.00098657 | 0.0039804 | 0.00098657 | 0.091392 | 0.00098657 | 0.00099901 | 0.048124 | 0.041697 | 0.032341 | 0.013548 | 0.04807 | 0.013548 | 0.013548 | 0 | 0.02702 | 0.055539 | 0.055079 | 0.019516 | 0.0098657 | 0.020879 | 0.22838 | 0.28226 | 0.53247 | 0.12599 | 0.0098657 | 0.0098657 | 0.0098657 | 0.014789 | 0.015279 | 0.014789 | 0.015279 | 0.014789 | 0.014989 | 0.014516 | 0.32341 | 0.091555 | 0.024587 | 0.024587 | 0.066527 | 0.024963 | 0.14946 | 0.029769 | 0.067869 | 0.013605 | 0.0054286 | 0.017248 | 0.20358 | 0.00098702 | 0.0039836 | 0.00098702 | 0.091472 | 0.00098702 | 0.00099901 | 0.027284 | 0.047528 | 0.032341 | 0.025639 | 0.013385 | 0.013574 | 0.013574 | 0 | 0.02727 | 0.055562 | 0.055102 | 0.019516 | 0.0098657 | 0.020886 | 0.22859 | 0.28252 | 0.53297 | 0.1261 | 0.0098702 | 0.0098702 | 0.0098702 | 0.02874 | 0.029487 | 0.02874 | 0.029487 | 0.02874 | 0.015281 | 0.014791 | 0.32371 | 0.093461 | 0.024604 | 0.024604 | 0.068514 | 0.024963 | 0.15192 | 0.058565 | 0.018532 | 0.013612 | 0.0027875 | 0.50875 | 0.60375 | 0.00050688 | 0.00099925 | 0.00050681 | 0.0075156 | 0.039206 | 0.00097994 | 0.0070628 | 0.037821 | 0.033101 | 0.0069695 | 0.0069695 | 0.013609 | 0.0136 | 0 | 0.027316 | 0.022548 | 0.022548 | 0.019684 | 0.0098657 | 0.22307 | 0.0083998 | 0.0087745 | 0.010514 | 0.0076879 | 0.39419 | 0.39419 | 0.0050681 | 0.5075 | 0.50775 | 0.5075 | 0.50775 | 0.5075 | 0.015335 | 0.014842 | 0.0090606 | 0.060511 | 0.0069828 | 0.0069828 | 0.049815 | 0.054926 | 0.1339 | 0.063883 | 0.014255 | 0.012671 | 0.0027875 | 0.50875 | 0.60375 | 0.072241 | 0.00050688 | 0.03745 | 0.54659 | 0.054649 | 0.00097223 | 0.51366 | 0.0071085 | 0.031081 | 0.0069781 | 0.50688 | 0.0069781 | 0.0069781 | 0 | 0.023708 | 0.11028 | 0.11028 | 0.24851 | 0.0098702 | 0.22307 | 0.0083998 | 0.0087745 | 0.010514 | 0.0076879 | 0.47986 | 0.47986 | 0.0050681 | 0.5075 | 0.0069816 | 0.5075 | 0.50775 | 0.0069781 | 0.01113 | 0.010883 | 0.665 | 0.024493 | 0.5125 | 0.5125 | 0.024493 | 0.10269 | 0.10262 | 0.025187 | 0.010659 | 0.00050681 | 0.45337 | 0.50875 | 0.60375 | 0.00051025 | 0.0005005 | 0.5005 | 0.0075156 | 0.00054659 | 0.00099923 | 0.0070628 | 0.51698 | 0.021873 | 0.0069695 | 0.0069695 | 0.0069695 | 0.47045 | 0 | 0.020137 | 0.51025 | 0.51025 | 0.39189 | 0.0050681 | 0.47823 | 0.6165 | 0.644 | 0.77169 | 0.56425 | 0.505 | 0.505 | 0.505 | 0.5075 | 0.50775 | 0.5075 | 0.50775 | 0.5075 | 0.0069816 | 0.0069781 | 0.665 | 0.44068 | 0.5125 | 0.5125 | 0.36486 | 0.27401 | 0.44721 | 0.39259 | 0.50975 | 0.00050681 | 0.0027775 | 0.50875 | 0.60375 | 0.1411 | 0.19583 | 0.000505 | 0.54659 | 0.5005 | 0.00074975 | 0.0070628 | 0.0071085 | 0.010598 | 1 | 0.0069695 | 0.50688 | 0.0069816 | 0 | 0.50687 | 0.010598 | 0.010598 | 0.51 | 0.0050681 | 0.0060375 | 0.0033908 | 0.003542 | 0.0042443 | 0.0031034 | 0.0050688 | 0.0050688 | 0.0027775 | 0.5075 | 0.0069816 | 0.5075 | 0.50775 | 0.0069781 | 0.0069816 | 0.0069781 | 0.022589 | 0.012925 | 0.012925 | 0.012925 | 0.012925 | 0.010506 | 0.018767 | 0.11388 | 0.043654
9: Excess mooring loads | 0.029771 | 0.067841 | 0.013605 | 0.0054261 | 0.017239 | 0.20339 | 0.00098657 | 0.0034716 | 0.00098657 | 0.091392 | 0.00098657 | 0.00099901 | 0.027271 | 0.041706 | 0.032341 | 0.013565 | 0.013565 | 0.047247 | 0.040697 | 0 | 0.027268 | 0.055539 | 0.055079 | 0.019516 | 0.0098657 | 0.020879 | 0.22838 | 0.28227 | 0.53247 | 0.12599 | 0.0098657 | 0.0098657 | 0.0098657 | 0.014789 | 0.015279 | 0.014789 | 0.015279 | 0.014789 | 0.015279 | 0.014789 | 0.32342 | 0.091558 | 0.024587 | 0.024587 | 0.06653 | 0.024963 | 0.14946 | 0.029771 | 0.067841 | 0.013605 | 0.0054261 | 0.017239 | 0.20339 | 0.00098657 | 0.0039804 | 0.00098657 | 0.091392 | 0.00098657 | 0.00099901 | 0.027271 | 0.041698 | 0.032341 | 0.013548 | 0.070768 | 0.013548 | 0.013548 | 0 | 0.026856 | 0.055539 | 0.055079 | 0.019516 | 0.0098657 | 0.020879 | 0.22838 | 0.28227 | 0.53247 | 0.12599 | 0.0098657 | 0.0098657 | 0.0098657 | 0.014789 | 0.015279 | 0.014789 | 0.015279 | 0.014789 | 0.014798 | 0.014336 | 0.32342 | 0.091555 | 0.024587 | 0.024587 | 0.066527 | 0.024963 | 0.14946 | 0.029771 | 0.067841 | 0.013605 | 0.0054261 | 0.017239 | 0.20339 | 0.00098657 | 0.0034716 | 0.00098657 | 0.091392 | 0.00098657 | 0.00099901 | 0.027271 | 0.034946 | 0.032341 | 0.070417 | 0.035999 | 0.047258 | 0.047258 | 0 | 0.027107 | 0.055539 | 0.055079 | 0.019516 | 0.0098657 | 0.020879 | 0.22838 | 0.28227 | 0.53247 | 0.12599 | 0.0098657 | 0.0098657 | 0.0098657 | 0.014789 | 0.015279 | 0.014789 | 0.015279 | 0.014789 | 0.015091 | 0.014612 | 0.32342 | 0.089371 | 0.024587 | 0.024587 | 0.064239 | 0.024963 | 0.14662 | 0.039034 | 0.017866 | 0.013605 | 0.0054261 | 0.033257 | 0.25924 | 0.00098654 | 0.00099901 | 0.00098657 | 0.091392 | 0.0020439 | 0.00099848 | 0.027271 | 0.041232 | 0.032905 | 0.013565 | 0.013565 | 0.027221 | 0.013548 | 0 | 0.027268 | 0.031056 | 0.031056 | 0.019516 | 0.0098657 | 0.027584 | 0.22838 | 0.28227 | 0.53247 | 0.12599 | 0.025475 | 0.025475 | 0.0098657 | 0.035779 | 0.043019 | 0.035779 | 0.036522 | 0.035779 | 0.015279 | 0.014789 | 0.32342 | 0.069506 | 0.024587 | 0.024587 | 0.055028 | 0.041365 | 0.13901 | 0.029771 | 0.067841 | 0.013605 | 0.0054261 | 0.017239 | 0.20339 | 0.00098657 | 0.0039804 | 0.00098657 | 0.091392 | 0.00098657 | 0.00099901 | 0.048124 | 0.041697 | 0.032341 | 0.013548 | 0.04807 | 0.013548 | 0.013548 | 0 | 0.02702 | 0.055539 | 0.055079 | 0.019516 | 0.0098657 | 0.020879 | 0.22838 | 0.28226 | 0.53247 | 0.12599 | 0.0098657 | 0.0098657 | 0.0098657 | 0.014789 | 0.015279 | 0.014789 | 0.015279 | 0.014789 | 0.014989 | 0.014516 | 0.32341 | 0.091555 | 0.024587 | 0.024587 | 0.066527 | 0.024963 | 0.14946 | 0.029769 | 0.067869 | 0.013605 | 0.0054286 | 0.017248 | 0.20358 | 0.00098702 | 0.0039836 | 0.00098702 | 0.091472 | 0.00098702 | 0.00099901 | 0.027284 | 0.047528 | 0.032341 | 0.025639 | 0.013385 | 0.013574 | 0.013574 | 0 | 0.02727 | 0.055562 | 0.055102 | 0.019516 | 0.0098657 | 0.020886 | 0.22859 | 0.28252 | 0.53297 | 0.1261 | 0.0098702 | 0.0098702 | 0.0098702 | 0.02874 | 0.029487 | 0.02874 | 0.029487 | 0.02874 | 0.015281 | 0.014791 | 0.32371 | 0.093461 | 0.024604 | 0.024604 | 0.068514 | 0.024963 | 0.15192 | 0.029238 | 0.018532 | 0.013612 | 0.012142 | 0.019286 | 0.22131 | 0.00050688 | 0.00099925 | 0.0027078 | 0.0075156 | 0.00095035 | 0.00099903 | 0.0070628 | 0.037821 | 0.033101 | 0.0069695 | 0.0069695 | 0.013609 | 0.068665 | 0 | 0.027316 | 0.022548 | 0.022548 | 0.094749 | 0.0098657 | 0.021944 | 0.2493 | 0.30422 | 0.55921 | 0.14496 | 0.01354 | 0.01354 | 0.015717 | 0.02058 | 0.024609 | 0.02058 | 0.021149 | 0.02058 | 0.015335 | 0.014842 | 0.37185 | 0.060511 | 0.067586 | 0.067586 | 0.049815 | 0.036707 | 0.1339 | 0.063883 | 0.014255 | 0.012671 | 0.0027875 | 0.50875 | 0.60375 | 0.072241 | 0.00050688 | 0.03745 | 0.54659 | 0.054649 | 0.00097223 | 0.51366 | 0.0071085 | 0.031081 | 0.0069781 | 0.50688 | 0.0069781 | 0.0069781 | 0 | 0.023708 | 0.11028 | 0.11028 | 0.24851 | 0.0098702 | 0.22307 | 0.0083998 | 0.0087745 | 0.010514 | 0.0076879 | 0.47986 | 0.47986 | 0.0050681 | 0.5075 | 0.0069816 | 0.5075 | 0.50775 | 0.0069781 | 0.01113 | 0.010883 | 0.665 | 0.024493 | 0.5125 | 0.5125 | 0.024493 | 0.10269 | 0.10262 | 0.068404 | 0.010659 | 0.00050681 | 0.0027875 | 0.50875 | 0.60375 | 0.00050688 | 0.0005005 | 0.00050681 | 0.0075156 | 0.067638 | 0.00096575 | 0.00051366 | 0.51698 | 0.021873 | 0.0069695 | 0.0069695 | 0.0069695 | 0.47045 | 0 | 0.020137 | 0.51025 | 0.51025 | 0.019684 | 0.0099294 | 0.22307 | 0.0083998 | 0.0087745 | 0.010514 | 0.0076879 | 0.505 | 0.505 | 0.0050681 | 0.5075 | 0.50775 | 0.5075 | 0.50775 | 0.5075 | 0.0069816 | 0.0069781 | 0.0090606 | 0.44068 | 0.0069828 | 0.0069828 | 0.36486 | 0.29002 | 0.44721 | 0.50975 | 0.50975 | 0.00050681 | 0.0027775 | 0.50875 | 0.60375 | 0.00050688 | 0.19583 | 0.000505 | 0.0075156 | 0.5005 | 0.0005005 | 0.0070628 | 0.0071085 | 0.0071085 | 0.0069695 | 1 | 0.0069695 | 0.50687 | 0 | 0.50687 | 0.51025 | 0.51025 | 0.51 | 0.0050681 | 0.47823 | 0.0033908 | 0.003542 | 0.0042443 | 0.0031034 | 0.0050688 | 0.0050688 | 0.0027775 | 0.0069781 | 0.0069816 | 0.0069781 | 0.0069816 | 0.0069781 | 0.0069816 | 0.0069781 | 0.665 | 0.012925 | 0.5125 | 0.5125 | 0.012925 | 0.5125 | 0.018767 | 0.098713 | 0.065578
9: Mooring line nonfunctional | 0.029771 | 0.067841 | 0.013605 | 0.0054261 | 0.017239 | 0.20339 | 0.00098657 | 0.0039804 | 0.00098657 | 0.091392 | 0.00098657 | 0.00099901 | 0.027271 | 0.041619 | 0.032341 | 0.013385 | 0.013385 | 0.013548 | 0.013548 | 0 | 0.02727 | 0.055539 | 0.055079 | 0.019516 | 0.0098657 | 0.020879 | 0.22838 | 0.28227 | 0.53247 | 0.12599 | 0.0098657 | 0.0098657 | 0.0098657 | 0.029189 | 0.029936 | 0.029189 | 0.029936 | 0.029189 | 0.015281 | 0.014791 | 0.32342 | 0.09153 | 0.024587 | 0.024587 | 0.066501 | 0.024963 | 0.14943 | 0.029771 | 0.067841 | 0.013605 | 0.0054261 | 0.017239 | 0.20339 | 0.00098657 | 0.0034716 | 0.00098657 | 0.091392 | 0.00098657 | 0.00099901 | 0.028291 | 0.034946 | 0.032341 | 0.056333 | 0.028504 | 0.040697 | 0.040697 | 0 | 0.027161 | 0.055539 | 0.055079 | 0.019516 | 0.0098657 | 0.020879 | 0.22838 | 0.28227 | 0.53247 | 0.12599 | 0.0098657 | 0.0098657 | 0.0098657 | 0.014789 | 0.015279 | 0.014789 | 0.015279 | 0.014789 | 0.015154 | 0.014671 | 0.32342 | 0.089371 | 0.024587 | 0.024587 | 0.064239 | 0.024963 | 0.14662 | 0.029771 | 0.067841 | 0.013605 | 0.0054261 | 0.017239 | 0.20339 | 0.00098657 | 0.0039804 | 0.00098657 | 0.091392 | 0.00098657 | 0.00099901 | 0.027271 | 0.041619 | 0.032341 | 0.013385 | 0.013385 | 0.013548 | 0.013548 | 0 | 0.02727 | 0.055539 | 0.055079 | 0.019516 | 0.0098657 | 0.020879 | 0.22838 | 0.28227 | 0.53247 | 0.12599 | 0.0098657 | 0.0098657 | 0.0098657 | 0.029189 | 0.029936 | 0.029189 | 0.029936 | 0.029189 | 0.015281 | 0.014791 | 0.32342 | 0.09153 | 0.024587 | 0.024587 | 0.066501 | 0.024963 | 0.14943 | 0.029771 | 0.067841 | 0.013605 | 0.0054261 | 0.017239 | 0.20339 | 0.00098657 | 0.0034716 | 0.00098657 | 0.091392 | 0.00098657 | 0.00099901 | 0.028291 | 0.034946 | 0.032341 | 0.056333 | 0.028504 | 0.040697 | 0.040697 | 0 | 0.027161 | 0.055539 | 0.055079 | 0.019516 | 0.0098657 | 0.020879 | 0.22838 | 0.28227 | 0.53247 | 0.12599 | 0.0098657 | 0.0098657 | 0.0098657 | 0.014789 | 0.015279 | 0.014789 | 0.015279 | 0.014789 | 0.015154 | 0.014671 | 0.32342 | 0.089371 | 0.024587 | 0.024587 | 0.064239 | 0.024963 | 0.14662 | 0.029771 | 0.067841 | 0.013605 | 0.0054261 | 0.017239 | 0.20339 | 0.00098657 | 0.0039804 | 0.00098657 | 0.091392 | 0.00098657 | 0.00099901 | 0.027271 | 0.041619 | 0.032341 | 0.013385 | 0.013385 | 0.013548 | 0.013548 | 0 | 0.02727 | 0.055539 | 0.055079 | 0.019516 | 0.0098657 | 0.020879 | 0.22838 | 0.28227 | 0.53247 | 0.12599 | 0.0098657 | 0.0098657 | 0.0098657 | 0.029189 | 0.029936 | 0.029189 | 0.029936 | 0.029189 | 0.015281 | 0.014791 | 0.32342 | 0.09153 | 0.024587 | 0.024587 | 0.066501 | 0.024963 | 0.14943 | 0.02975 | 0.068236 | 0.013605 | 0.0054612 | 0.017375 | 0.20599 | 0.00099294 | 0.0034875 | 0.00099294 | 0.092507 | 0.00099294 | 0.000999 | 0.028297 | 0.034952 | 0.032334 | 0.056649 | 0.028632 | 0.040884 | 0.040884 | 0 | 0.02716 | 0.055862 | 0.055399 | 0.019514 | 0.0098657 | 0.020978 | 0.2313 | 0.2859 | 0.5394 | 0.12756 | 0.0099294 | 0.0099294 | 0.0099294 | 0.014894 | 0.01539 | 0.014894 | 0.01539 | 0.014894 | 0.015153 | 0.01467 | 0.32759 | 0.089661 | 0.024821 | 0.024821 | 0.064393 | 0.024963 | 0.14676 | 0.02975 | 0.068236 | 0.013605 | 0.0054612 | 0.017375 | 0.20599 | 0.00099294 | 0.0039963 | 0.00099294 | 0.092507 | 0.00099294 | 0.000999 | 0.00051366 | 0.041709 | 0.032334 | 0.013559 | 0.013559 | 0.013548 | 0.013548 | 0 | 0.027268 | 0.055862 | 0.055399 | 0.019514 | 0.0098657 | 0.020978 | 0.2313 | 0.2859 | 0.5394 | 0.12756 | 0.0099294 | 0.0099294 | 0.0099294 | 0.015651 | 0.016164 | 0.015651 | 0.016164 | 0.015651 | 0.015279 | 0.01479 | 0.32759 | 0.091845 | 0.024821 | 0.024821 | 0.066682 | 0.024963 | 0.1496 | 0.50975 | 0.50975 | 0.00050681 | 0.0027875 | 0.0069317 | 0.0082261 | 0.00050681 | 0.5005 | 0.00050681 | 0.0074473 | 0.00050681 | 0.0005005 | 0.51366 | 0.51698 | 0.021873 | 0.50687 | 0.50687 | 0.026433 | 0.026433 | 0 | 0.023708 | 0.51025 | 0.51025 | 0.019684 | 0.0099294 | 0.47823 | 0.0083998 | 0.0087745 | 0.010514 | 0.0076879 | 0.0050681 | 0.0050681 | 0.0050681 | 0.0069147 | 0.0069181 | 0.0069147 | 0.0069181 | 0.0069147 | 0.01113 | 0.010883 | 0.0090606 | 0.44068 | 0.0069828 | 0.0069828 | 0.36486 | 0.0005125 | 0.44721 | 0.50975 | 0.50975 | 0.00050681 | 0.0027875 | 0.0069317 | 0.0082261 | 0.00050681 | 0.5005 | 0.00050681 | 0.0074473 | 0.00050681 | 0.0005005 | 0.00051366 | 0.51698 | 0.021873 | 0.0070628 | 0.0070628 | 0.46928 | 0.46824 | 0 | 0.027315 | 0.51025 | 0.51025 | 0.019684 | 0.0099294 | 0.47823 | 0.0083998 | 0.0087745 | 0.010514 | 0.0076879 | 0.0050681 | 0.0050681 | 0.0050681 | 0.5075 | 0.50775 | 0.5075 | 0.50775 | 0.5075 | 0.015334 | 0.014841 | 0.0090606 | 0.44068 | 0.0069828 | 0.0069828 | 0.36486 | 0.0005125 | 0.44721 | 0.50975 | 0.010659 | 0.00050681 | 0.50275 | 0.50875 | 0.60375 | 0.00050688 | 0.00050688 | 0.0005005 | 0.0075156 | 0.00054659 | 0.0005005 | 0.51366 | 0.51698 | 0.010598 | 0.0069695 | 0.50687 | 1 | 0.0069816 | 0 | 0.020137 | 0.51025 | 0.51025 | 0.44761 | 0.0050681 | 0.47823 | 0.6165 | 0.644 | 0.77169 | 0.56425 | 0.0054659 | 0.0054659 | 0.505 | 0.5075 | 0.0069816 | 0.5075 | 0.50775 | 0.0069781 | 0.0069816 | 0.0069781 | 0.665 | 0.5125 | 0.5125 | 0.5125 | 0.5125 | 0.5125 | 0.5525 | 0.10698 | 0.051623
9: Shared line nonfunctional | 0.029771 | 0.067841 | 0.013605 | 0.0054261 | 0.017239 | 0.20339 | 0.00098657 | 0.0039804 | 0.00098657 | 0.091392 | 0.00098657 | 0.00099901 | 0.027271 | 0.041698 | 0.032341 | 0.013548 | 0.049041 | 0.013548 | 0.013548 | 0 | 0.027013 | 0.055539 | 0.055079 | 0.019516 | 0.0098657 | 0.020879 | 0.22838 | 0.28227 | 0.53247 | 0.12599 | 0.0098657 | 0.0098657 | 0.0098657 | 0.014789 | 0.015279 | 0.014789 | 0.015279 | 0.014789 | 0.014981 | 0.014509 | 0.32342 | 0.091555 | 0.024587 | 0.024587 | 0.066527 | 0.024963 | 0.14946 | 0.029771 | 0.067841 | 0.013605 | 0.0054261 | 0.017239 | 0.20339 | 0.00098657 | 0.0034716 | 0.00098657 | 0.091392 | 0.00098657 | 0.00099901 | 0.027271 | 0.034946 | 0.032341 | 0.063767 | 0.035987 | 0.047255 | 0.047255 | 0 | 0.027107 | 0.055539 | 0.055079 | 0.019516 | 0.0098657 | 0.020879 | 0.22838 | 0.28227 | 0.53247 | 0.12599 | 0.0098657 | 0.0098657 | 0.0098657 | 0.014789 | 0.015279 | 0.014789 | 0.015279 | 0.014789 | 0.015091 | 0.014612 | 0.32342 | 0.089371 | 0.024587 | 0.024587 | 0.064239 | 0.024963 | 0.14662 | 0.029771 | 0.067841 | 0.013605 | 0.0054261 | 0.017239 | 0.20339 | 0.00098657 | 0.0034716 | 0.00098657 | 0.091392 | 0.00098657 | 0.00099901 | 0.027271 | 0.041706 | 0.032341 | 0.013565 | 0.013565 | 0.047247 | 0.040697 | 0 | 0.027268 | 0.055539 | 0.055079 | 0.019516 | 0.0098657 | 0.020879 | 0.22838 | 0.28227 | 0.53247 | 0.12599 | 0.0098657 | 0.0098657 | 0.0098657 | 0.014789 | 0.015279 | 0.014789 | 0.015279 | 0.014789 | 0.015279 | 0.014789 | 0.32342 | 0.091558 | 0.024587 | 0.024587 | 0.06653 | 0.024963 | 0.14946 | 0.029771 | 0.067841 | 0.013605 | 0.0054261 | 0.017239 | 0.20339 | 0.00098657 | 0.0039804 | 0.00098657 | 0.091392 | 0.00098657 | 0.00099901 | 0.027271 | 0.041698 | 0.032341 | 0.013548 | 0.049029 | 0.013548 | 0.013548 | 0 | 0.027013 | 0.055539 | 0.055079 | 0.019516 | 0.0098657 | 0.020879 | 0.22838 | 0.28227 | 0.53247 | 0.12599 | 0.0098657 | 0.0098657 | 0.0098657 | 0.014789 | 0.015279 | 0.014789 | 0.015279 | 0.014789 | 0.014981 | 0.014509 | 0.32342 | 0.091555 | 0.024587 | 0.024587 | 0.066527 | 0.024963 | 0.14946 | 0.029771 | 0.067841 | 0.013605 | 0.0054261 | 0.017239 | 0.20339 | 0.00098657 | 0.0034716 | 0.00098657 | 0.091392 | 0.00098657 | 0.00099901 | 0.027271 | 0.034946 | 0.032341 | 0.063794 | 0.035999 | 0.040697 | 0.040697 | 0 | 0.027107 | 0.055539 | 0.055079 | 0.019516 | 0.0098657 | 0.020879 | 0.22838 | 0.28226 | 0.53247 | 0.12599 | 0.0098657 | 0.0098657 | 0.0098657 | 0.014789 | 0.015279 | 0.014789 | 0.015279 | 0.014789 | 0.015091 | 0.014612 | 0.32341 | 0.089371 | 0.024587 | 0.024587 | 0.064239 | 0.024963 | 0.14662 | 0.039034 | 0.017866 | 0.013605 | 0.0054261 | 0.033259 | 0.25924 | 0.00098651 | 0.00099901 | 0.00098657 | 0.091388 | 0.0020441 | 0.00099848 | 0.027284 | 0.041232 | 0.032905 | 0.013565 | 0.013565 | 0.027243 | 0.013548 | 0 | 0.027268 | 0.031056 | 0.031056 | 0.019516 | 0.0098657 | 0.027585 | 0.22838 | 0.28226 | 0.53247 | 0.12599 | 0.025477 | 0.025477 | 0.0098657 | 0.035786 | 0.043025 | 0.035786 | 0.036529 | 0.035786 | 0.015279 | 0.014789 | 0.32341 | 0.069505 | 0.024587 | 0.024587 | 0.055027 | 0.041365 | 0.13901 | 0.03132 | 0.038604 | 0.013612 | 0.0027875 | 0.0069317 | 0.0082261 | 0.00050681 | 0.0027793 | 0.00050681 | 0.0074473 | 0.00050681 | 0.00099925 | 0.041461 | 0.041266 | 0.032897 | 0.0136 | 0.032124 | 0.0136 | 0.0136 | 0 | 0.027135 | 0.03139 | 0.031143 | 0.019684 | 0.0098657 | 0.013686 | 0.0083998 | 0.0087745 | 0.010514 | 0.0076879 | 0.0050681 | 0.0050681 | 0.0050681 | 0.0069147 | 0.0069181 | 0.0069147 | 0.0069181 | 0.0069147 | 0.015123 | 0.014642 | 0.0090606 | 0.069709 | 0.0069828 | 0.0069828 | 0.05508 | 0.024975 | 0.13907 | 0.03132 | 0.038604 | 0.013612 | 0.0027875 | 0.0069317 | 0.0082261 | 0.00050681 | 0.0025384 | 0.00050681 | 0.0074473 | 0.00050681 | 0.00099925 | 0.00051366 | 0.038113 | 0.032897 | 0.0070628 | 0.0070628 | 0.0069781 | 0.0069781 | 0 | 0.027315 | 0.03139 | 0.031143 | 0.019684 | 0.0098657 | 0.013686 | 0.0083998 | 0.0087745 | 0.010514 | 0.0076879 | 0.0050681 | 0.0050681 | 0.0050681 | 0.5075 | 0.50775 | 0.5075 | 0.50775 | 0.5075 | 0.015334 | 0.014841 | 0.0090606 | 0.068637 | 0.0069828 | 0.0069828 | 0.053984 | 0.024975 | 0.13771 | 0.50975 | 0.010659 | 0.00050681 | 0.50275 | 0.50875 | 0.60375 | 0.00050688 | 0.0005005 | 0.5005 | 0.0075156 | 0.00054659 | 0.0005005 | 0.0070628 | 0.51698 | 0.010598 | 0.0069695 | 0.0069695 | 0.0069695 | 0.50687 | 0 | 0.020137 | 0.51025 | 0.51025 | 0.44761 | 0.0050681 | 0.47823 | 0.6165 | 0.644 | 0.77169 | 0.56425 | 0.505 | 0.505 | 0.505 | 0.5075 | 0.50775 | 0.5075 | 0.50775 | 0.5075 | 0.0069816 | 0.0069781 | 0.665 | 0.5125 | 0.5125 | 0.5125 | 0.5125 | 0.5125 | 0.5525 | 0.50975 | 0.010659 | 0.00050681 | 0.50275 | 0.50875 | 0.60375 | 0.00050688 | 0.0005005 | 0.5005 | 0.0075156 | 0.00054659 | 0.0005005 | 0.0070628 | 0.51698 | 0.010598 | 0.0069695 | 0.0069695 | 0.0069695 | 1 | 0 | 0.50687 | 0.51025 | 0.51025 | 0.44761 | 0.0050681 | 0.47823 | 0.6165 | 0.644 | 0.77169 | 0.56425 | 0.505 | 0.505 | 0.505 | 0.5075 | 0.50775 | 0.5075 | 0.50775 | 0.5075 | 0.0069816 | 0.0069781 | 0.665 | 0.5125 | 0.5125 | 0.5125 | 0.5125 | 0.5125 | 0.5525 | 0.11613 | 0.092713
9: Excess Anchor Loads | 0 | 0 | 0 | 0 | 0 | 0 | 0 | 0 | 0 | 0 | 0 | 0 | 0 | 0 | 0 | 0 | 0 | 0 | 0 | 0 | 0 | 0 | 0 | 0 | 0 | 0 | 0 | 0 | 0 | 0 | 0 | 0 | 0 | 0 | 0 | 0 | 0 | 0 | 0 | 0 | 0 | 0 | 0 | 0 | 0 | 0 | 0 | 0 | 0 | 0 | 0 | 0 | 0 | 0 | 0 | 0 | 0 | 0 | 0 | 0 | 0 | 0 | 0 | 0 | 0 | 0 | 0 | 0 | 0 | 0 | 0 | 0 | 0 | 0 | 0 | 0 | 0 | 0 | 0 | 0 | 0 | 0 | 0 | 0 | 0 | 0 | 0 | 0 | 0 | 0 | 0 | 0 | 0 | 0 | 0 | 0 | 0 | 0 | 0 | 0 | 0 | 0 | 0 | 0 | 0 | 0 | 0 | 0 | 0 | 0 | 0 | 0 | 0 | 0 | 0 | 0 | 0 | 0 | 0 | 0 | 0 | 0 | 0 | 0 | 0 | 0 | 0 | 0 | 0 | 0 | 0 | 0 | 0 | 0 | 0 | 0 | 0 | 0 | 0 | 0 | 0 | 0 | 0 | 0 | 0 | 0 | 0 | 0 | 0 | 0 | 0 | 0 | 0 | 0 | 0 | 0 | 0 | 0 | 0 | 0 | 0 | 0 | 0 | 0 | 0 | 0 | 0 | 0 | 0 | 0 | 0 | 0 | 0 | 0 | 0 | 0 | 0 | 0 | 0 | 0 | 0 | 0 | 0 | 0 | 0 | 0 | 0 | 0 | 0 | 0 | 0 | 0 | 0 | 0 | 0 | 0 | 0 | 0 | 0 | 0 | 0 | 0 | 0 | 0 | 0 | 0 | 0 | 0 | 0 | 0 | 0 | 0 | 0 | 0 | 0 | 0 | 0 | 0 | 0 | 0 | 0 | 0 | 0 | 0 | 0 | 0 | 0 | 0 | 0 | 0 | 0 | 0 | 0 | 0 | 0 | 0 | 0 | 0 | 0 | 0 | 0 | 0 | 0 | 0 | 0 | 0 | 0 | 0 | 0 | 0 | 0 | 0 | 0 | 0 | 0 | 0 | 0 | 0 | 0 | 0 | 0 | 0 | 0 | 0 | 0 | 0 | 0 | 0 | 0 | 0 | 0 | 0 | 0 | 0 | 0 | 0 | 0 | 0 | 0 | 0 | 0 | 0 | 0 | 0 | 0 | 0 | 0 | 0 | 0 | 0 | 0 | 0 | 0 | 0 | 0 | 0 | 0 | 0 | 0 | 0 | 0 | 0 | 0 | 0 | 0 | 0 | 0 | 0 | 0 | 0 | 0 | 0 | 0 | 0 | 0 | 0 | 0 | 0 | 0 | 0 | 0 | 0 | 0 | 0 | 0 | 0 | 0 | 0 | 0 | 0 | 0 | 0 | 0 | 0 | 0 | 0 | 0 | 0 | 0 | 0 | 0 | 0 | 0 | 0 | 0 | 0 | 0 | 0 | 0 | 0 | 0 | 0 | 0 | 0 | 0 | 0 | 0 | 0 | 0 | 0 | 0 | 0 | 0 | 0 | 0 | 0 | 0 | 0 | 0 | 0 | 0 | 0 | 0 | 0 | 0 | 0 | 0 | 0 | 0 | 0 | 0 | 0 | 0 | 0 | 0 | 0 | 0 | 0 | 0 | 0 | 0 | 0 | 0 | 0 | 0 | 0 | 0 | 0 | 0 | 0 | 0 | 0 | 0 | 0 | 0 | 0 | 0 | 0 | 0 | 0 | 0 | 0 | 0 | 0 | 0 | 0 | 0 | 0 | 0 | 0 | 0 | 0 | 0 | 0 | 0 | 0 | 0 | 0 | 0 | 0 | 0 | 0 | 0 | 0 | 0 | 0 | 0 | 0 | 0 | 0 | 0 | 0 | 1 | 0 | 0 | 0 | 0 | 0 | 0 | 0 | 0 | 0 | 0 | 0 | 0 | 0 | 0 | 0 | 0 | 0 | 0 | 0 | 0 | 0 | 0 | 0 | 0 | 0 | 0 | 0 | 0.0021277 | 0.0021277
9: Anchor dragging | 0.029771 | 0.067841 | 0.013605 | 0.0054261 | 0.017239 | 0.20339 | 0.00098657 | 0.0034716 | 0.00098657 | 0.091392 | 0.00098657 | 0.00099901 | 0.027271 | 0.041706 | 0.032341 | 0.013565 | 0.013565 | 0.047247 | 0.040697 | 0 | 0.027268 | 0.055539 | 0.055079 | 0.019516 | 0.0098657 | 0.020879 | 0.22838 | 0.28227 | 0.53247 | 0.12599 | 0.0098657 | 0.0098657 | 0.0098657 | 0.014789 | 0.015279 | 0.014789 | 0.015279 | 0.014789 | 0.015279 | 0.014789 | 0.32342 | 0.091558 | 0.024587 | 0.024587 | 0.06653 | 0.024963 | 0.14946 | 0.029771 | 0.067841 | 0.013605 | 0.0054261 | 0.017239 | 0.20339 | 0.00098657 | 0.0039804 | 0.00098657 | 0.091392 | 0.00098657 | 0.00099901 | 0.027271 | 0.041698 | 0.032341 | 0.013548 | 0.049029 | 0.013548 | 0.013548 | 0 | 0.027013 | 0.055539 | 0.055079 | 0.019516 | 0.0098657 | 0.020879 | 0.22838 | 0.28227 | 0.53247 | 0.12599 | 0.0098657 | 0.0098657 | 0.0098657 | 0.014789 | 0.015279 | 0.014789 | 0.015279 | 0.014789 | 0.014981 | 0.014509 | 0.32342 | 0.091555 | 0.024587 | 0.024587 | 0.066527 | 0.024963 | 0.14946 | 0.029771 | 0.067841 | 0.013605 | 0.0054261 | 0.017239 | 0.20339 | 0.00098657 | 0.0034716 | 0.00098657 | 0.091392 | 0.00098657 | 0.00099901 | 0.027271 | 0.034946 | 0.032341 | 0.063794 | 0.035999 | 0.040697 | 0.040697 | 0 | 0.027107 | 0.055539 | 0.055079 | 0.019516 | 0.0098657 | 0.020879 | 0.22838 | 0.28227 | 0.53247 | 0.12599 | 0.0098657 | 0.0098657 | 0.0098657 | 0.014789 | 0.015279 | 0.014789 | 0.015279 | 0.014789 | 0.015091 | 0.014612 | 0.32342 | 0.089371 | 0.024587 | 0.024587 | 0.064239 | 0.024963 | 0.14662 | 0.039034 | 0.017866 | 0.013605 | 0.0054261 | 0.033257 | 0.25924 | 0.00098654 | 0.00099901 | 0.00098657 | 0.091392 | 0.0020439 | 0.00099848 | 0.027271 | 0.041232 | 0.032905 | 0.013565 | 0.013565 | 0.027221 | 0.013548 | 0 | 0.027268 | 0.031056 | 0.031056 | 0.019516 | 0.0098657 | 0.027584 | 0.22838 | 0.28227 | 0.53247 | 0.12599 | 0.025475 | 0.025475 | 0.0098657 | 0.035779 | 0.043019 | 0.035779 | 0.036522 | 0.035779 | 0.015279 | 0.014789 | 0.32342 | 0.069506 | 0.024587 | 0.024587 | 0.055028 | 0.041365 | 0.13901 | 0.029771 | 0.067841 | 0.013605 | 0.0054261 | 0.017239 | 0.20339 | 0.00098657 | 0.0039804 | 0.00098657 | 0.091392 | 0.00098657 | 0.00099901 | 0.042091 | 0.041698 | 0.032341 | 0.013548 | 0.041648 | 0.013548 | 0.013548 | 0 | 0.027066 | 0.055539 | 0.055079 | 0.019516 | 0.0098657 | 0.020879 | 0.22838 | 0.28226 | 0.53247 | 0.12599 | 0.0098657 | 0.0098657 | 0.0098657 | 0.014789 | 0.015279 | 0.014789 | 0.015279 | 0.014789 | 0.015043 | 0.014567 | 0.32341 | 0.091555 | 0.024587 | 0.024587 | 0.066527 | 0.024963 | 0.14946 | 0.02977 | 0.067856 | 0.013605 | 0.0054274 | 0.017244 | 0.20349 | 0.00098681 | 0.0039815 | 0.00098681 | 0.091434 | 0.00098681 | 0.00099901 | 0.027284 | 0.041619 | 0.032341 | 0.013385 | 0.013385 | 0.013562 | 0.013562 | 0 | 0.02727 | 0.055551 | 0.055091 | 0.019516 | 0.0098657 | 0.020883 | 0.22849 | 0.2824 | 0.53273 | 0.12605 | 0.0098681 | 0.0098681 | 0.0098681 | 0.028956 | 0.029703 | 0.028956 | 0.029703 | 0.028956 | 0.015281 | 0.014791 | 0.32357 |  | 0.024596 | 0.024596 | 0.066506 | 0.024963 | 0.14943 | 0.03132 | 0.038604 | 0.013612 | 0.0027875 | 0.0069317 | 0.0082261 | 0.00050681 | 0.0022757 | 0.00050681 | 0.0074473 | 0.00050681 | 0.00099925 | 0.026983 | 0.04127 | 0.032897 | 0.013609 | 0.013609 | 0.033104 | 0.026433 | 0 | 0.027268 | 0.03139 | 0.031143 | 0.019684 | 0.0098657 | 0.013686 | 0.0083998 | 0.0087745 | 0.010514 | 0.0076879 | 0.0050681 | 0.0050681 | 0.0050681 | 0.0069147 | 0.0069181 | 0.0069147 | 0.0069181 | 0.0069147 | 0.015279 | 0.014789 | 0.0090606 | 0.069711 | 0.0069828 | 0.0069828 | 0.055082 | 0.024975 | 0.13907 | 0.03132 | 0.11836 | 0.013117 | 0.0027875 | 0.0069317 | 0.0082261 | 0.038207 | 0.00098973 | 0.00050681 | 0.54659 | 0.00050681 | 0.00099925 | 0.00051366 | 0.033549 | 0.030794 | 0.0069781 | 0.26551 | 0.0069781 | 0.0069781 | 0 | 0.025452 | 0.12273 | 0.1225 | 0.019684 | 0.0098681 | 0.013686 | 0.0083998 | 0.0087745 | 0.010514 | 0.0076879 | 0.0050681 | 0.0050681 | 0.0050681 | 0.5075 | 0.50775 | 0.5075 | 0.50775 | 0.5075 | 0.01316 | 0.012794 | 0.0090606 | 0.024185 | 0.0069828 | 0.0069828 | 0.024185 | 0.024975 | 0.10038 | 0.076172 | 0.018532 | 0.00050681 | 0.40099 | 0.00050875 | 0.00060375 | 0.00051025 | 0.0005005 | 0.5005 | 0.0075156 | 0.076871 | 0.00096114 | 0.51366 | 0.00051698 | 0.010598 | 0.00050688 | 0.00050688 | 0.0069695 | 0.47045 | 0 | 0.020137 | 0.00051025 | 0.00051025 | 0.39148 | 0.0050681 | 0.47823 | 0.6165 | 0.644 | 0.77169 | 0.56425 | 0.505 | 0.505 | 0.505 | 0.5075 | 0.50775 | 0.5075 | 0.50775 | 0.5075 | 0.0069816 | 0.0069781 | 0.665 | 0.5125 | 0.5125 | 0.5125 | 0.5125 | 0.010506 | 0.5525 | 0.11482 | 0.11463 | 0.00050681 | 0.0027775 | 0.50875 | 0.60375 | 0.00051025 | 0.5005 | 0.000505 | 0.54659 | 0.06789 | 0.00096562 | 0.0070628 | 0.0071085 | 0.0071085 | 0.0069695 | 0.0069695 | 0.50688 | 0.0069816 | 0 | 1 | 0.010598 | 0.010598 | 0.51 | 0.0050681 | 0.0060375 | 0.6165 | 0.644 | 0.77169 | 0.56425 | 0.0050688 | 0.0050688 | 0.505 | 0.5075 | 0.0069816 | 0.5075 | 0.50775 | 0.0069781 | 0.0069816 | 0.0069781 | 0.665 | 0.012925 | 0.012925 | 0.012925 | 0.012925 | 0.010506 | 0.018767 | 0.096106 | 0.062319
9: Change in cable profile | 0.029771 | 0.067841 | 0.013605 | 0.0054261 | 0.017239 | 0.20339 | 0.00098657 | 0.0034716 | 0.00098657 | 0.091392 | 0.00098657 | 0.00099901 | 0.028776 | 0.034946 | 0.032341 | 0.056333 | 0.028504 | 0.040697 | 0.040697 | 0 | 0.027161 | 0.055539 | 0.055079 | 0.019516 | 0.0098657 | 0.020879 | 0.22838 | 0.28227 | 0.53247 | 0.12599 | 0.0098657 | 0.0098657 | 0.0098657 | 0.014789 | 0.015279 | 0.014789 | 0.015279 | 0.014789 | 0.015154 | 0.014671 | 0.32342 | 0.089371 | 0.024587 | 0.024587 | 0.064239 | 0.024963 | 0.14662 | 0.029771 | 0.067841 | 0.013605 | 0.0054261 | 0.017239 | 0.20339 | 0.00098657 | 0.0039804 | 0.00098657 | 0.091392 | 0.00098657 | 0.00099901 | 0.027271 | 0.041619 | 0.032341 | 0.013385 | 0.013385 | 0.013548 | 0.013548 | 0 | 0.02727 | 0.055539 | 0.055079 | 0.019516 | 0.0098657 | 0.020879 | 0.22838 | 0.28227 | 0.53247 | 0.12599 | 0.0098657 | 0.0098657 | 0.0098657 | 0.029189 | 0.029936 | 0.029189 | 0.029936 | 0.029189 | 0.015281 | 0.014791 | 0.32342 | 0.09153 | 0.024587 | 0.024587 | 0.066501 | 0.024963 | 0.14943 | 0.029771 | 0.067841 | 0.013605 | 0.0054261 | 0.017239 | 0.20339 | 0.00098657 | 0.0034716 | 0.00098657 | 0.091392 | 0.00098657 | 0.00099901 | 0.028776 | 0.034946 | 0.032341 | 0.056333 | 0.028504 | 0.040697 | 0.040697 | 0 | 0.027161 | 0.055539 | 0.055079 | 0.019516 | 0.0098657 | 0.020879 | 0.22838 | 0.28227 | 0.53247 | 0.12599 | 0.0098657 | 0.0098657 | 0.0098657 | 0.014789 | 0.015279 | 0.014789 | 0.015279 | 0.014789 | 0.015154 | 0.014671 | 0.32342 | 0.089371 | 0.024587 | 0.024587 | 0.064239 | 0.024963 | 0.14662 | 0.029771 | 0.067841 | 0.013605 | 0.0054261 | 0.017239 | 0.20339 | 0.00098657 | 0.0039804 | 0.00098657 | 0.091392 | 0.00098657 | 0.00099901 | 0.027271 | 0.041619 | 0.032341 | 0.013385 | 0.013385 | 0.013548 | 0.013548 | 0 | 0.02727 | 0.055539 | 0.055079 | 0.019516 | 0.0098657 | 0.020879 | 0.22838 | 0.28227 | 0.53247 | 0.12599 | 0.0098657 | 0.0098657 | 0.0098657 | 0.029189 | 0.029936 | 0.029189 | 0.029936 | 0.029189 | 0.015281 | 0.014791 | 0.32342 | 0.09153 | 0.024587 | 0.024587 | 0.066501 | 0.024963 | 0.14943 | 0.029771 | 0.067841 | 0.013605 | 0.0054261 | 0.017239 | 0.20339 | 0.00098657 | 0.0034716 | 0.00098657 | 0.091392 | 0.00098657 | 0.00099901 | 0.028776 | 0.034946 | 0.032341 | 0.056333 | 0.028504 | 0.040697 | 0.040697 | 0 | 0.027161 | 0.055539 | 0.055079 | 0.019516 | 0.0098657 | 0.020879 | 0.22838 | 0.28226 | 0.53247 | 0.12599 | 0.0098657 | 0.0098657 | 0.0098657 | 0.014789 | 0.015279 | 0.014789 | 0.015279 | 0.014789 | 0.015154 | 0.014671 | 0.32341 | 0.089371 | 0.024587 | 0.024587 | 0.064239 | 0.024963 | 0.14662 | 0.029771 | 0.067841 | 0.013605 | 0.0054261 | 0.017239 | 0.20339 | 0.00098657 | 0.0039804 | 0.00098657 | 0.091392 | 0.00098657 | 0.00099901 | 0.027284 | 0.041619 | 0.032341 | 0.013385 | 0.013385 | 0.013548 | 0.013548 | 0 | 0.02727 | 0.055539 | 0.055079 | 0.019516 | 0.0098657 | 0.020879 | 0.22838 | 0.28226 | 0.53247 | 0.12599 | 0.0098657 | 0.0098657 | 0.0098657 | 0.029196 | 0.029942 | 0.029196 | 0.029942 | 0.029196 | 0.015281 | 0.014791 | 0.32341 | 0.09153 | 0.024587 | 0.024587 | 0.066501 | 0.024963 | 0.14943 | 0.03132 | 0.038604 | 0.013612 | 0.0027875 | 0.0069317 | 0.0082261 | 0.00050681 | 0.0022757 | 0.00050681 | 0.0074473 | 0.00050681 | 0.00099925 | 0.028077 | 0.034483 | 0.032897 | 0.032037 | 0.018784 | 0.026433 | 0.026433 | 0 | 0.027231 | 0.03139 | 0.031143 | 0.019684 | 0.0098657 | 0.013686 | 0.0083998 | 0.0087745 | 0.010514 | 0.0076879 | 0.0050681 | 0.0050681 | 0.0050681 | 0.0069147 | 0.0069181 | 0.0069147 | 0.0069181 | 0.0069147 | 0.015235 | 0.014748 | 0.0090606 | 0.067402 | 0.0069828 | 0.0069828 | 0.052723 | 0.024975 | 0.13614 | 0.03132 | 0.038604 | 0.013612 | 0.0027875 | 0.0069317 | 0.0082261 | 0.00050681 | 0.0022757 | 0.00050681 | 0.0074473 | 0.00050681 | 0.00099925 | 0.00051366 | 0.038113 | 0.032897 | 0.0070628 | 0.0070628 | 0.50547 | 0.50526 | 0 | 0.027315 | 0.03139 | 0.031143 | 0.019684 | 0.0098657 | 0.013686 | 0.0083998 | 0.0087745 | 0.010514 | 0.0076879 | 0.0050681 | 0.0050681 | 0.0050681 | 0.5075 | 0.50775 | 0.5075 | 0.50775 | 0.5075 | 0.015334 | 0.014841 | 0.0090606 | 0.068637 | 0.0069828 | 0.0069828 | 0.053984 | 0.024975 | 0.13771 | 0.065918 | 0.41211 | 0.00050681 | 0.40099 | 0.00050875 | 0.00060375 | 0.00051025 | 0.0005005 | 0.5005 | 0.54659 | 0.072908 | 0.00096312 | 0.51366 | 0.00051698 | 0.010598 | 0.00050688 | 0.00050688 | 0.0069695 | 0.47045 | 0 | 0.020137 | 0.00051025 | 0.00051025 | 0.39148 | 0.0050681 | 0.47823 | 0.6165 | 0.644 | 0.77169 | 0.56425 | 0.505 | 0.505 | 0.505 | 0.5075 | 0.50775 | 0.5075 | 0.50775 | 0.5075 | 0.0069816 | 0.0069781 | 0.665 | 0.5125 | 0.5125 | 0.5125 | 0.5125 | 0.010506 | 0.5525 | 0.033846 | 0.34767 | 0.00050681 | 0.0027875 | 0.50875 | 0.015094 | 0.00051025 | 0.0005005 | 0.5005 | 0.54659 | 0.00050681 | 0.00099925 | 0.51366 | 0.010598 | 0.010598 | 0.0071085 | 0.50687 | 0.50687 | 0.50687 | 0 | 0.50687 | 1 | 0.01046 | 0.01025 | 0.0050681 | 0.0060375 | 0.0083998 | 0.0087745 | 0.010514 | 0.0076879 | 0.505 | 0.505 | 0.0050681 | 0.0077548 | 0.0080133 | 0.0077548 | 0.0080133 | 0.0077548 | 0.0069816 | 0.0069781 | 0.013633 | 0.010506 | 0.010506 | 0.010506 | 0.5125 | 0.010506 | 0.5525 | 0.093636 | 0.088204
9: Excessive load on cable | 0.029771 | 0.067841 | 0.013605 | 0.0054261 | 0.017239 | 0.20339 | 0.00098657 | 0.0034716 | 0.00098657 | 0.091392 | 0.00098657 | 0.00099901 | 0.028776 | 0.034946 | 0.032341 | 0.056333 | 0.028504 | 0.040697 | 0.040697 | 0 | 0.027161 | 0.055539 | 0.055079 | 0.019516 | 0.0098657 | 0.020879 | 0.22838 | 0.28227 | 0.53247 | 0.12599 | 0.0098657 | 0.0098657 | 0.0098657 | 0.014789 | 0.015279 | 0.014789 | 0.015279 | 0.014789 | 0.015154 | 0.014671 | 0.32342 | 0.089371 | 0.024587 | 0.024587 | 0.064239 | 0.024963 | 0.14662 | 0.029771 | 0.067841 | 0.013605 | 0.0054261 | 0.017239 | 0.20339 | 0.00098657 | 0.0039804 | 0.00098657 | 0.091392 | 0.00098657 | 0.00099901 | 0.027271 | 0.041619 | 0.032341 | 0.013385 | 0.013385 | 0.013548 | 0.013548 | 0 | 0.02727 | 0.055539 | 0.055079 | 0.019516 | 0.0098657 | 0.020879 | 0.22838 | 0.28227 | 0.53247 | 0.12599 | 0.0098657 | 0.0098657 | 0.0098657 | 0.029189 | 0.029936 | 0.029189 | 0.029936 | 0.029189 | 0.015281 | 0.014791 | 0.32342 | 0.09153 | 0.024587 | 0.024587 | 0.066501 | 0.024963 | 0.14943 | 0.029771 | 0.067841 | 0.013605 | 0.0054261 | 0.017239 | 0.20339 | 0.00098657 | 0.0034716 | 0.00098657 | 0.091392 | 0.00098657 | 0.00099901 | 0.028776 | 0.034946 | 0.032341 | 0.056333 | 0.028504 | 0.040697 | 0.040697 | 0 | 0.027161 | 0.055539 | 0.055079 | 0.019516 | 0.0098657 | 0.020879 | 0.22838 | 0.28227 | 0.53247 | 0.12599 | 0.0098657 | 0.0098657 | 0.0098657 | 0.014789 | 0.015279 | 0.014789 | 0.015279 | 0.014789 | 0.015154 | 0.014671 | 0.32342 | 0.089371 | 0.024587 | 0.024587 | 0.064239 | 0.024963 | 0.14662 | 0.029771 | 0.067841 | 0.013605 | 0.0054261 | 0.017239 | 0.20339 | 0.00098657 | 0.0039804 | 0.00098657 | 0.091392 | 0.00098657 | 0.00099901 | 0.027271 | 0.041619 | 0.032341 | 0.013385 | 0.013385 | 0.013548 | 0.013548 | 0 | 0.02727 | 0.055539 | 0.055079 | 0.019516 | 0.0098657 | 0.020879 | 0.22838 | 0.28227 | 0.53247 | 0.12599 | 0.0098657 | 0.0098657 | 0.0098657 | 0.029189 | 0.029936 | 0.029189 | 0.029936 | 0.029189 | 0.015281 | 0.014791 | 0.32342 | 0.09153 | 0.024587 | 0.024587 | 0.066501 | 0.024963 | 0.14943 | 0.029771 | 0.067841 | 0.013605 | 0.0054261 | 0.017239 | 0.20339 | 0.00098657 | 0.0034716 | 0.00098657 | 0.091392 | 0.00098657 | 0.00099901 | 0.028779 | 0.034946 | 0.032341 | 0.056333 | 0.028504 | 0.040697 | 0.040697 | 0 | 0.027161 | 0.055539 | 0.055079 | 0.019516 | 0.0098657 | 0.020879 | 0.22838 | 0.28226 | 0.53247 | 0.12599 | 0.0098657 | 0.0098657 | 0.0098657 | 0.014789 | 0.015279 | 0.014789 | 0.015279 | 0.014789 | 0.015154 | 0.014671 | 0.32341 | 0.089371 | 0.024587 | 0.024587 | 0.064239 | 0.024963 | 0.14662 | 0.02975 | 0.068236 | 0.013605 | 0.0054612 | 0.017375 | 0.20599 | 0.00099294 | 0.0039963 | 0.00099294 | 0.092507 | 0.00099294 | 0.000999 | 0.027284 | 0.041625 | 0.032334 | 0.013385 | 0.013385 | 0.013548 | 0.013548 | 0 | 0.02727 | 0.055862 | 0.055399 | 0.019514 | 0.0098657 | 0.020978 | 0.2313 | 0.2859 | 0.5394 | 0.12756 | 0.0099294 | 0.0099294 | 0.0099294 | 0.022841 | 0.023594 | 0.022841 | 0.023594 | 0.022841 | 0.015281 | 0.014791 | 0.32759 | 0.091818 | 0.024821 | 0.024821 | 0.066654 | 0.024963 | 0.14957 | 0.03132 | 0.038604 | 0.013612 | 0.0027875 | 0.0069317 | 0.0082261 | 0.00050681 | 0.0022757 | 0.00050681 | 0.0074473 | 0.00050681 | 0.00099925 | 0.51366 | 0.034483 | 0.032897 | 0.032037 | 0.018784 | 0.026433 | 0.026433 | 0 | 0.027231 | 0.03139 | 0.031143 | 0.019684 | 0.0098657 | 0.013686 | 0.0083998 | 0.0087745 | 0.010514 | 0.0076879 | 0.0050681 | 0.0050681 | 0.0050681 | 0.0069147 | 0.0069181 | 0.0069147 | 0.0069181 | 0.0069147 | 0.015235 | 0.014748 | 0.0090606 | 0.067402 | 0.0069828 | 0.0069828 | 0.052723 | 0.024975 | 0.13614 | 0.50975 | 0.50975 | 0.00050681 | 0.0027875 | 0.0069317 | 0.0082261 | 0.00050681 | 0.5005 | 0.00050681 | 0.0074473 | 0.00050681 | 0.0005005 | 0.00051366 | 0.51698 | 0.021873 | 0.0070628 | 0.0070628 | 0.46928 | 0.46824 | 0 | 0.027315 | 0.51025 | 0.51025 | 0.019684 | 0.0099294 | 0.47823 | 0.0083998 | 0.0087745 | 0.010514 | 0.0076879 | 0.0050681 | 0.0050681 | 0.0050681 | 0.5075 | 0.50775 | 0.5075 | 0.50775 | 0.5075 | 0.015334 | 0.014841 | 0.0090606 | 0.44068 | 0.0069828 | 0.0069828 | 0.36486 | 0.0005125 | 0.44721 | 0.50975 | 0.50975 | 0.00050681 | 0.40099 | 0.00050875 | 0.00060375 | 0.00051025 | 0.0005005 | 0.5005 | 0.54659 | 0.072908 | 0.0005005 | 0.51366 | 0.00051698 | 0.010598 | 0.00050688 | 0.00050688 | 0.0069695 | 0.47045 | 0 | 0.020137 | 0.00051025 | 0.00051025 | 0.39148 | 0.0050681 | 0.47823 | 0.6165 | 0.644 | 0.77169 | 0.56425 | 0.505 | 0.505 | 0.505 | 0.5075 | 0.50775 | 0.5075 | 0.50775 | 0.5075 | 0.0069816 | 0.0069781 | 0.665 | 0.5125 | 0.5125 | 0.5125 | 0.5125 | 0.010506 | 0.5525 | 0.50975 | 0.50975 | 0.00050681 | 0.0027875 | 0.00050875 | 0.60375 | 0.00051025 | 0.0005005 | 0.5005 | 0.54659 | 0.00050681 | 0.0005005 | 0.00051366 | 0.00051698 | 0.010598 | 0.00050688 | 0.00050688 | 0.0069695 | 0.47045 | 0 | 0.020137 | 0.51025 | 1 | 0.51 | 0.0050681 | 0.47823 | 0.0083998 | 0.0087745 | 0.010514 | 0.0076879 | 0.505 | 0.505 | 0.0050681 | 0.5075 | 0.50775 | 0.5075 | 0.50775 | 0.5075 | 0.0069816 | 0.0069781 | 0.013633 | 0.010506 | 0.010506 | 0.010506 | 0.010506 | 0.010506 | 0.011326 | 0.10816 | 0.087927
9: Array cable: Loss of connectivity | 0.029771 | 0.067841 | 0.013605 | 0.0054261 | 0.017239 | 0.20339 | 0.00098657 | 0.0034716 | 0.00098657 | 0.091392 | 0.00098657 | 0.00099901 | 0.027271 | 0.041706 | 0.032341 | 0.013565 | 0.013565 | 0.047247 | 0.040697 | 0 | 0.027268 | 0.055539 | 0.055079 | 0.019516 | 0.0098657 | 0.020879 | 0.22838 | 0.28227 | 0.53247 | 0.12599 | 0.0098657 | 0.0098657 | 0.0098657 | 0.014789 | 0.015279 | 0.014789 | 0.015279 | 0.014789 | 0.015279 | 0.014789 | 0.32342 | 0.091558 | 0.024587 | 0.024587 | 0.06653 | 0.024963 | 0.14946 | 0.029771 | 0.067841 | 0.013605 | 0.0054261 | 0.017239 | 0.20339 | 0.00098657 | 0.0039804 | 0.00098657 | 0.091392 | 0.00098657 | 0.00099901 | 0.027271 | 0.041698 | 0.032341 | 0.013548 | 0.070768 | 0.013548 | 0.013548 | 0 |  | 0.055539 | 0.055079 | 0.019516 | 0.0098657 | 0.020879 | 0.22838 | 0.28227 | 0.53247 | 0.12599 | 0.0098657 | 0.0098657 | 0.0098657 | 0.014789 | 0.015279 | 0.014789 | 0.015279 | 0.014789 | 0.014798 | 0.014336 | 0.32342 | 0.091555 | 0.024587 | 0.024587 | 0.066527 | 0.024963 | 0.14946 | 0.029771 | 0.067841 | 0.013605 | 0.0054261 | 0.017239 | 0.20339 | 0.00098657 | 0.0034716 | 0.00098657 | 0.091392 | 0.00098657 | 0.00099901 | 0.027271 | 0.034946 | 0.032341 | 0.070417 | 0.035999 | 0.047258 | 0.047258 | 0 | 0.027107 | 0.055539 | 0.055079 | 0.019516 | 0.0098657 | 0.020879 | 0.22838 | 0.28227 | 0.53247 | 0.12599 | 0.0098657 | 0.0098657 | 0.0098657 | 0.014789 | 0.015279 | 0.014789 | 0.015279 | 0.014789 | 0.015091 | 0.014612 | 0.32342 | 0.089371 | 0.024587 | 0.024587 | 0.064239 | 0.024963 | 0.14662 | 0.039034 | 0.017866 | 0.013605 | 0.0054261 | 0.033257 | 0.25924 | 0.00098654 | 0.00099901 | 0.00098657 | 0.091392 | 0.0020439 | 0.00099848 | 0.027271 | 0.041232 | 0.032905 | 0.013565 | 0.013565 | 0.027221 | 0.013548 | 0 | 0.027268 | 0.031056 | 0.031056 | 0.019516 | 0.0098657 | 0.027584 | 0.22838 | 0.28227 | 0.53247 | 0.12599 | 0.025475 | 0.025475 | 0.0098657 | 0.035779 | 0.043019 | 0.035779 | 0.036522 | 0.035779 | 0.015279 | 0.014789 | 0.32342 | 0.069506 | 0.024587 | 0.024587 | 0.055028 | 0.041365 | 0.13901 | 0.029771 | 0.067841 | 0.013605 | 0.0054261 | 0.017239 | 0.20339 | 0.00098657 | 0.0039804 | 0.00098657 | 0.091392 | 0.00098657 | 0.00099901 | 0.048125 | 0.041698 | 0.032341 | 0.013548 | 0.048071 | 0.013548 | 0.013548 | 0 | 0.02702 | 0.055539 | 0.055079 | 0.019516 | 0.0098657 | 0.020879 | 0.22838 | 0.28227 | 0.53247 | 0.12599 | 0.0098657 | 0.0098657 | 0.0098657 | 0.014789 | 0.015279 | 0.014789 | 0.015279 | 0.014789 | 0.014989 | 0.014516 | 0.32342 | 0.091555 | 0.024587 | 0.024587 | 0.066527 | 0.024963 | 0.14946 | 0.02977 | 0.067855 | 0.013605 | 0.0054274 | 0.017244 | 0.20349 | 0.0009868 | 0.0039831 | 0.0009868 | 0.091433 | 0.0009868 | 0.00099901 | 0.027271 | 0.047526 | 0.032341 | 0.025636 | 0.013385 | 0.013574 | 0.013574 | 0 | 0.02727 | 0.055551 | 0.055091 | 0.019516 | 0.0098657 | 0.020883 | 0.22848 | 0.2824 | 0.53273 | 0.12605 | 0.009868 | 0.009868 | 0.009868 | 0.028958 | 0.029705 | 0.028958 | 0.029705 | 0.028958 | 0.015281 | 0.014791 | 0.32357 | 0.093451 | 0.024595 | 0.024595 | 0.068508 | 0.024963 | 0.15192 | 0.02975 | 0.068149 | 0.013605 | 0.0054612 | 0.017375 | 0.20599 | 0.00098973 | 0.0034859 | 0.00099294 | 0.091951 | 0.00099294 | 0.000999 | 0.026983 | 0.041736 | 0.032335 | 0.013609 | 0.013609 | 0.047381 | 0.040884 | 0 | 0.027268 | 0.055794 | 0.055331 | 0.019514 | 0.0098657 | 0.020978 | 0.2313 | 0.2859 | 0.5394 | 0.12756 | 0.0099294 | 0.0099294 | 0.0099294 | 0.014894 | 0.01539 | 0.014894 | 0.01539 | 0.014894 | 0.015279 | 0.014789 | 0.32759 | 0.091793 | 0.024821 | 0.024821 | 0.066659 | 0.024963 | 0.14958 | 0.02975 | 0.13992 | 0.013128 | 0.0054612 | 0.017375 | 0.20599 | 0.03736 | 0.00050688 | 0.00099294 | 0.54659 | 0.00099294 | 0.000999 | 0.00051366 | 0.0071085 | 0.03066 | 0.0069781 | 0.50687 | 0.0069781 | 0.0069781 | 0 | 0.023708 | 0.12858 | 0.12817 | 0.019514 | 0.009868 | 0.020978 | 0.2313 | 0.2859 | 0.5394 | 0.12756 | 0.0099294 | 0.0099294 | 0.0099294 | 0.015651 | 0.50775 | 0.015651 | 0.016164 | 0.5075 | 0.01113 | 0.010883 | 0.32759 | 0.024493 | 0.024821 | 0.024821 | 0.024493 | 0.024963 | 0.10262 | 0.034606 | 0.14052 | 0.00050681 | 0.0057603 | 0.00050875 | 0.00060375 | 0.00051025 | 0.0005005 | 0.0012976 | 0.54659 | 0.0010473 | 0.00099898 | 0.51366 | 0.00051698 | 0.033608 | 0.00050688 | 0.00050688 | 0.013652 | 0.25784 | 0 | 0.027362 | 0.00051025 | 0.00051025 | 0.062625 | 0.0099294 | 0.011535 | 0.23581 | 0.29135 | 0.54924 | 0.13027 | 0.010695 | 0.010695 | 0.010473 | 0.15851 | 0.16502 | 0.15851 | 0.16377 | 0.15851 | 0.015389 | 0.014893 | 0.34198 | 0.026393 | 0.027023 | 0.027023 | 0.026007 | 0.024736 | 0.10787 | 0.50975 | 0.010659 | 0.00050681 | 0.0027775 | 0.008925 | 0.012075 | 0.00051025 | 0.09951 | 0.000505 | 0.0095654 | 0.00054659 | 0.0005005 | 0.51366 | 0.51698 | 0.010598 | 0.0075156 | 0.0075156 | 0.0069695 | 0.50687 | 0 | 0.50687 | 0.011205 | 0.011205 | 1 | 0.0099294 | 0.47823 | 0.6165 | 0.644 | 0.77169 | 0.56425 | 0.0054659 | 0.0054659 | 0.000505 | 0.5075 | 0.50775 | 0.5075 | 0.50775 | 0.5075 | 0.0069816 | 0.0069781 | 0.665 | 0.5125 | 0.5125 | 0.5125 | 0.010506 | 0.5125 | 0.011326 | 0.088074 | 0.058678
9: Substation/grid interruption | 0.029771 | 0.067841 | 0.013605 | 0.0054261 | 0.017239 | 0.20339 | 0.00098657 | 0.0034716 | 0.00098657 | 0.091392 | 0.00098657 | 0.00099901 | 0.027271 | 0.041706 | 0.032341 | 0.013565 | 0.013565 | 0.047247 | 0.040697 | 0 | 0.027268 | 0.055539 | 0.055079 | 0.019516 | 0.0098657 | 0.020879 | 0.22838 | 0.28227 | 0.53247 | 0.12599 | 0.0098657 | 0.0098657 | 0.0098657 | 0.014789 | 0.015279 | 0.014789 | 0.015279 | 0.014789 | 0.015279 | 0.014789 | 0.32342 | 0.091558 | 0.024587 | 0.024587 | 0.06653 | 0.024963 | 0.14946 | 0.029771 | 0.067841 | 0.013605 | 0.0054261 | 0.017239 | 0.20339 | 0.00098657 | 0.0039804 | 0.00098657 | 0.091392 | 0.00098657 | 0.00099901 | 0.027271 | 0.041698 | 0.032341 | 0.013548 | 0.070768 | 0.013548 | 0.013548 | 0 |  | 0.055539 | 0.055079 | 0.019516 | 0.0098657 | 0.020879 | 0.22838 | 0.28227 | 0.53247 | 0.12599 | 0.0098657 | 0.0098657 | 0.0098657 | 0.014789 | 0.015279 | 0.014789 | 0.015279 | 0.014789 | 0.014798 | 0.014336 | 0.32342 | 0.091555 | 0.024587 | 0.024587 | 0.066527 | 0.024963 | 0.14946 | 0.029771 | 0.067841 | 0.013605 | 0.0054261 | 0.017239 | 0.20339 | 0.00098657 | 0.0034716 | 0.00098657 | 0.091392 | 0.00098657 | 0.00099901 | 0.027271 | 0.034946 | 0.032341 | 0.070417 | 0.035999 | 0.047258 | 0.047258 | 0 | 0.027107 | 0.055539 | 0.055079 | 0.019516 | 0.0098657 | 0.020879 | 0.22838 | 0.28227 | 0.53247 | 0.12599 | 0.0098657 | 0.0098657 | 0.0098657 | 0.014789 | 0.015279 | 0.014789 | 0.015279 | 0.014789 | 0.015091 | 0.014612 | 0.32342 | 0.089371 | 0.024587 | 0.024587 | 0.064239 | 0.024963 | 0.14662 | 0.039034 | 0.017866 | 0.013605 | 0.0054261 | 0.033257 | 0.25924 | 0.00098654 | 0.00099901 | 0.00098657 | 0.091392 | 0.0020439 | 0.00099848 | 0.027271 | 0.041232 | 0.032905 | 0.013565 | 0.013565 | 0.027221 | 0.013548 | 0 | 0.027268 | 0.031056 | 0.031056 | 0.019516 | 0.0098657 | 0.027584 | 0.22838 | 0.28227 | 0.53247 | 0.12599 | 0.025475 | 0.025475 | 0.0098657 | 0.035779 | 0.043019 | 0.035779 | 0.036522 | 0.035779 | 0.015279 | 0.014789 | 0.32342 | 0.069506 | 0.024587 | 0.024587 | 0.055028 | 0.041365 | 0.13901 | 0.029771 | 0.067841 | 0.013605 | 0.0054261 | 0.017239 | 0.20339 | 0.00098657 | 0.0039804 | 0.00098657 | 0.091392 | 0.00098657 | 0.00099901 | 0.048125 | 0.041698 | 0.032341 | 0.013548 | 0.048071 | 0.013548 | 0.013548 | 0 | 0.02702 | 0.055539 | 0.055079 | 0.019516 | 0.0098657 | 0.020879 | 0.22838 | 0.28227 | 0.53247 | 0.12599 | 0.0098657 | 0.0098657 | 0.0098657 | 0.014789 | 0.015279 | 0.014789 | 0.015279 | 0.014789 | 0.014989 | 0.014516 | 0.32342 | 0.091555 | 0.024587 | 0.024587 | 0.066527 | 0.024963 | 0.14946 | 0.029771 | 0.067841 | 0.013605 | 0.0054262 | 0.017239 | 0.2034 | 0.00098657 | 0.0039825 | 0.00098657 | 0.091393 | 0.00098657 | 0.00099901 | 0.027271 | 0.047526 | 0.032341 | 0.025636 | 0.013385 | 0.013574 | 0.013574 | 0 | 0.02727 | 0.055539 | 0.055079 | 0.019516 | 0.0098657 | 0.020879 | 0.22838 | 0.28227 | 0.53248 | 0.12599 | 0.0098657 | 0.0098657 | 0.0098657 | 0.029186 | 0.029932 | 0.029186 | 0.029932 | 0.029186 | 0.015281 | 0.014791 | 0.32342 | 0.093441 | 0.024587 | 0.024587 | 0.068503 | 0.024963 | 0.15191 | 0.02975 | 0.068149 | 0.013605 | 0.0054612 | 0.017375 | 0.20599 | 0.00098973 | 0.0034859 | 0.00099294 | 0.091951 | 0.00099294 | 0.000999 | 0.026983 | 0.041736 | 0.032335 | 0.013609 | 0.013609 | 0.047381 | 0.040884 | 0 | 0.027268 | 0.055794 | 0.055331 | 0.019514 | 0.0098657 | 0.020978 | 0.2313 | 0.2859 | 0.5394 | 0.12756 | 0.0099294 | 0.0099294 | 0.0099294 | 0.014894 | 0.01539 | 0.014894 | 0.01539 | 0.014894 | 0.015279 | 0.014789 | 0.32759 | 0.091793 | 0.024821 | 0.024821 | 0.066659 | 0.024963 | 0.14958 | 0.02975 | 0.069491 | 0.013598 | 0.0054612 | 0.017375 | 0.20599 | 0.0015143 | 0.00098973 | 0.00099294 | 0.10045 | 0.00099294 | 0.000999 | 0.00051366 | 0.0071085 | 0.032235 | 0.0069781 | 0.50688 | 0.0069781 | 0.0069781 | 0 | 0.023708 | 0.060141 | 0.059681 | 0.019514 | 0.0098657 | 0.020978 | 0.2313 | 0.2859 | 0.5394 | 0.12756 | 0.0099294 | 0.0099294 | 0.0099294 | 0.015651 | 0.50775 | 0.015651 | 0.016164 | 0.5075 | 0.01113 | 0.010883 | 0.32759 | 0.024493 | 0.024821 | 0.024821 | 0.024493 | 0.024963 | 0.10262 | 0.034606 | 0.14135 | 0.00050681 | 0.0057603 | 0.00050875 | 0.00060375 | 0.00051025 | 0.0005005 | 0.0012976 | 0.54659 | 0.0010473 | 0.00099898 | 0.51366 | 0.00051698 | 0.033608 | 0.00050688 | 0.00050688 | 0.013652 | 0.25784 | 0 | 0.027362 | 0.00051025 | 0.00051025 | 0.062625 | 0.0099294 | 0.011535 | 0.23581 | 0.29135 | 0.54924 | 0.13027 | 0.010695 | 0.010695 | 0.010473 | 0.15851 | 0.16502 | 0.15851 | 0.16377 | 0.15851 | 0.015389 | 0.014893 | 0.34198 | 0.026393 | 0.027023 | 0.027023 | 0.026007 | 0.024736 | 0.10787 | 0.0050975 | 0.0099401 | 0.00050681 | 0.037463 | 0.0050875 | 0.0060375 | 0.00051025 | 0.09951 | 0.000505 | 0.0095654 | 0.00054659 | 0.0005005 | 0.51366 | 0.51698 | 0.010598 | 0.0075156 | 0.0075156 | 0.0069695 | 0.50687 | 0 | 0.50687 | 0.011205 | 0.011205 | 0.51 | 1 | 0.00505 | 0.012022 | 0.012558 | 0.015048 | 0.011003 | 0.47411 | 0.0054659 | 0.505 | 0.5075 | 0.50775 | 0.5075 | 0.50775 | 0.5075 | 0.0069816 | 0.0069781 | 0.665 | 0.5125 | 0.5125 | 0.5125 | 0.010506 | 0.5125 | 0.011326 | 0.082291 | 0.011035
9: Reduced AEP | 0 | 0 | 0 | 0 | 0 | 0 | 0 | 0 | 0 | 0 | 0 | 0 | 0 | 0 | 0 | 0 | 0 | 0 | 0 | 0 | 0 | 0 | 0 | 0 | 0 | 0 | 0 | 0 | 0 | 0 | 0 | 0 | 0 | 0 | 0 | 0 | 0 | 0 | 0 | 0 | 0 | 0 | 0 | 0 | 0 | 0 | 0 | 0 | 0 | 0 | 0 | 0 | 0 | 0 | 0 | 0 | 0 | 0 | 0 | 0 | 0 | 0 | 0 | 0 | 0 | 0 | 0 | 0 | 0 | 0 | 0 | 0 | 0 | 0 | 0 | 0 | 0 | 0 | 0 | 0 | 0 | 0 | 0 | 0 | 0 | 0 | 0 | 0 | 0 | 0 | 0 | 0 | 0 | 0 | 0 | 0 | 0 | 0 | 0 | 0 | 0 | 0 | 0 | 0 | 0 | 0 | 0 | 0 | 0 | 0 | 0 | 0 | 0 | 0 | 0 | 0 | 0 | 0 | 0 | 0 | 0 | 0 | 0 | 0 | 0 | 0 | 0 | 0 | 0 | 0 | 0 | 0 | 0 | 0 | 0 | 0 | 0 | 0 | 0 | 0 | 0 | 0 | 0 | 0 | 0 | 0 | 0 | 0 | 0 | 0 | 0 | 0 | 0 | 0 | 0 | 0 | 0 | 0 | 0 | 0 | 0 | 0 | 0 | 0 | 0 | 0 | 0 | 0 | 0 | 0 | 0 | 0 | 0 | 0 | 0 | 0 | 0 | 0 | 0 | 0 | 0 | 0 | 0 | 0 | 0 | 0 | 0 | 0 | 0 | 0 | 0 | 0 | 0 | 0 | 0 | 0 | 0 | 0 | 0 | 0 | 0 | 0 | 0 | 0 | 0 | 0 | 0 | 0 | 0 | 0 | 0 | 0 | 0 | 0 | 0 | 0 | 0 | 0 | 0 | 0 | 0 | 0 | 0 | 0 | 0 | 0 | 0 | 0 | 0 | 0 | 0 | 0 | 0 | 0 | 0 | 0 | 0 | 0 | 0 | 0 | 0 | 0 | 0 | 0 | 0 | 0 | 0 | 0 | 0 | 0 | 0 | 0 | 0 | 0 | 0 | 0 | 0 | 0 | 0 | 0 | 0 | 0 | 0 | 0 | 0 | 0 | 0 | 0 | 0 | 0 | 0 | 0 | 0 | 0 | 0 | 0 | 0 | 0 | 0 | 0 | 0 | 0 | 0 | 0 | 0 | 0 | 0 | 0 | 0 | 0 | 0 | 0 | 0 | 0 | 0 | 0 | 0 | 0 | 0 | 0 | 0 | 0 | 0 | 0 | 0 | 0 | 0 | 0 | 0 | 0 | 0 | 0 | 0 | 0 | 0 | 0 | 0 | 0 | 0 | 0 | 0 | 0 | 0 | 0 | 0 | 0 | 0 | 0 | 0 | 0 | 0 | 0 | 0 | 0 | 0 | 0 | 0 | 0 | 0 | 0 | 0 | 0 | 0 | 0 | 0 | 0 | 0 | 0 | 0 | 0 | 0 | 0 | 0 | 0 | 0 | 0 | 0 | 0 | 0 | 0 | 0 | 0 | 0 | 0 | 0 | 0 | 0 | 0 | 0 | 0 | 0 | 0 | 0 | 0 | 0 | 0 | 0 | 0 | 0 | 0 | 0 | 0 | 0 | 0 | 0 | 0 | 0 | 0 | 0 | 0 | 0 | 0 | 0 | 0 | 0 | 0 | 0 | 0 | 0 | 0 | 0 | 0 | 0 | 0 | 0 | 0 | 0 | 0 | 0 | 0 | 0 | 0 | 0 | 0 | 0 | 0 | 0 | 0 | 0 | 0 | 0 | 0 | 0 | 0 | 0 | 0 | 0 | 0 | 0 | 0 | 0 | 0 | 0 | 0 | 0 | 0 | 0 | 0 | 0 | 0 | 0 | 0 | 0 | 0 | 0 | 0 | 0 | 0 | 1 | 0 | 0 | 0 | 0 | 0 | 0 | 0 | 0 | 0 | 0 | 0 | 0 | 0 | 0 | 0 | 0 | 0 | 0 | 0 | 0 | 0 | 0.0021277 | 0.07319
9: RNA structural | 0.029771 | 0.067841 | 0.013605 | 0.0054261 | 0.017239 | 0.20339 | 0.00098657 | 0.0039804 | 0.00098657 | 0.091392 | 0.00098657 | 0.00099901 | 0.027271 | 0.041698 | 0.032341 | 0.013548 | 0.013565 | 0.013548 | 0.013548 | 0 | 0.027268 | 0.055539 | 0.055079 | 0.019516 | 0.0098657 | 0.020879 | 0.22838 | 0.28227 | 0.53247 | 0.12599 | 0.0098657 | 0.0098657 | 0.0098657 | 0.014789 | 0.015279 | 0.014789 | 0.015279 | 0.014789 | 0.015279 | 0.014789 | 0.32342 | 0.091555 | 0.024587 | 0.024587 | 0.066527 | 0.024963 | 0.14946 | 0.029771 | 0.067841 | 0.013605 | 0.0054261 | 0.017239 | 0.20339 | 0.00098657 | 0.0039804 | 0.00098657 | 0.091392 | 0.00098657 | 0.00099901 | 0.027271 | 0.041698 | 0.032341 | 0.013548 | 0.049029 | 0.013548 | 0.013548 | 0 | 0.027013 | 0.055539 | 0.055079 | 0.019516 | 0.0098657 | 0.020879 | 0.22838 | 0.28227 | 0.53247 | 0.12599 | 0.0098657 | 0.0098657 | 0.0098657 | 0.014789 | 0.015279 | 0.014789 | 0.015279 | 0.014789 | 0.014981 | 0.014509 | 0.32342 | 0.091555 | 0.024587 | 0.024587 | 0.066527 | 0.024963 | 0.14946 | 0.029771 | 0.067841 | 0.013605 | 0.0054261 | 0.017239 | 0.20339 | 0.00098657 | 0.0034716 | 0.00098657 | 0.091392 | 0.00098657 | 0.00099901 | 0.027271 | 0.041706 | 0.032341 | 0.013565 | 0.013565 | 0.047247 | 0.040697 | 0 | 0.027268 | 0.055539 | 0.055079 | 0.019516 | 0.0098657 | 0.020879 | 0.22838 | 0.28227 | 0.53247 | 0.12599 | 0.0098657 | 0.0098657 | 0.0098657 | 0.014789 | 0.015279 | 0.014789 | 0.015279 | 0.014789 | 0.015279 | 0.014789 | 0.32342 | 0.091558 | 0.024587 | 0.024587 | 0.06653 | 0.024963 | 0.14946 | 0.029771 | 0.067841 | 0.013605 | 0.0054261 | 0.017239 | 0.20339 | 0.00098657 | 0.0039804 | 0.00098657 | 0.091392 | 0.00098657 | 0.00099901 | 0.027271 | 0.041698 | 0.032341 | 0.013548 | 0.013565 | 0.013548 | 0.013548 | 0 | 0.027268 | 0.055539 | 0.055079 | 0.019516 | 0.0098657 | 0.020879 | 0.22838 | 0.28227 | 0.53247 | 0.12599 | 0.0098657 | 0.0098657 | 0.0098657 | 0.014789 | 0.015279 | 0.014789 | 0.015279 | 0.014789 | 0.015279 | 0.014789 | 0.32342 | 0.091555 | 0.024587 | 0.024587 | 0.066527 | 0.024963 | 0.14946 | 0.029771 | 0.067841 | 0.013605 | 0.0054261 | 0.017239 | 0.20339 | 0.00098657 | 0.0039804 | 0.00098657 | 0.091392 | 0.00098657 | 0.00099901 | 0.027271 | 0.041698 | 0.032341 | 0.013548 | 0.049041 | 0.013548 | 0.013548 | 0 | 0.027013 | 0.055539 | 0.055079 | 0.019516 | 0.0098657 | 0.020879 | 0.22838 | 0.28227 | 0.53247 | 0.12599 | 0.0098657 | 0.0098657 | 0.0098657 | 0.014789 | 0.015279 | 0.014789 | 0.015279 | 0.014789 | 0.014981 | 0.014509 | 0.32342 | 0.091555 | 0.024587 | 0.024587 | 0.066527 | 0.024963 | 0.14946 | 0.039034 | 0.017866 | 0.013605 | 0.0054262 | 0.033253 | 0.25923 | 0.00098651 | 0.00099901 | 0.00098657 | 0.091388 | 0.0020436 | 0.00099848 | 0.027271 | 0.041232 | 0.032905 | 0.013565 | 0.013565 | 0.027194 | 0.013549 | 0 | 0.027268 | 0.031056 | 0.031056 | 0.019516 | 0.0098657 | 0.027582 | 0.22838 | 0.28227 | 0.53248 | 0.12599 | 0.025472 | 0.025472 | 0.0098657 | 0.035776 | 0.043015 | 0.035776 | 0.036519 | 0.035776 | 0.015279 | 0.014789 | 0.32342 | 0.069505 | 0.024587 | 0.024587 | 0.055027 | 0.041364 | 0.13901 | 0.02975 | 0.068236 | 0.013605 | 0.0054612 | 0.017375 | 0.20599 | 0.00099294 | 0.0039982 | 0.00099294 | 0.092507 | 0.00099294 | 0.000999 | 0.026983 | 0.041729 | 0.032334 | 0.0136 | 0.013609 | 0.0136 | 0.0136 | 0 | 0.027268 | 0.055862 | 0.055399 | 0.019514 | 0.0098657 | 0.020978 | 0.2313 | 0.2859 | 0.5394 | 0.12756 | 0.0099294 | 0.0099294 | 0.0099294 | 0.014894 | 0.01539 | 0.014894 | 0.01539 | 0.014894 | 0.015279 | 0.014789 | 0.32759 | 0.091852 | 0.024821 | 0.024821 | 0.066689 | 0.024963 | 0.14961 | 0.02975 |  | 0.013598 | 0.0054612 | 0.017375 | 0.20599 | 0.001539 | 0.00098973 | 0.00099294 | 0.101 | 0.00099294 | 0.000999 | 0.00051366 | 0.033549 | 0.010598 | 0.0069781 | 0.021021 | 0.0069781 | 0.0069781 | 0 | 0.027215 |  | 0.069491 | 0.019514 | 0.0098657 | 0.020978 | 0.2313 | 0.2859 | 0.5394 | 0.12756 | 0.0099294 | 0.0099294 | 0.0099294 | 0.015651 | 0.019651 | 0.015651 | 0.016164 | 0.019137 | 0.015217 | 0.01473 | 0.32759 | 0.024185 | 0.024821 | 0.024821 | 0.024185 | 0.024963 | 0.10038 | 0.025187 | 0.010659 | 0.00050681 | 0.14466 | 0.50875 | 0.60375 | 0.00050688 | 0.0005005 | 0.02655 | 0.0075156 | 0.00054659 | 0.00099923 | 0.0070628 | 0.51698 | 0.021873 | 0.0069695 | 0.0069695 | 0.0069695 | 0.47045 | 0 | 0.020137 | 0.51025 | 0.51025 |  | 0.0099294 | 0.22307 | 0.24129 | 0.2968 | 0.55457 | 0.13581 | 0.505 | 0.505 | 0.010746 | 0.5075 | 0.50775 | 0.5075 | 0.50775 | 0.5075 | 0.0069816 | 0.0069781 | 0.62755 | 0.44068 | 0.44131 | 0.44131 | 0.36486 | 0.27401 | 0.44721 | 0.0099401 | 0.012022 | 0.00050681 | 0.0033908 | 0.010789 | 0.12792 | 0.1411 | 0.19656 | 0.09951 | 0.0095654 | 0.00054659 | 0.0005005 | 0.51366 | 0.51698 | 0.010598 | 0.50687 | 0.50688 | 0.50687 | 0.50687 | 0 | 0.50687 | 0.51025 | 0.51025 | 0.01025 | 0.0099294 | 0.47823 | 1 | 0.644 | 0.77169 | 0.56425 | 0.505 | 0.0027775 | 0.0027775 | 0.0027912 | 0.0027926 | 0.0027912 | 0.0027926 | 0.0027912 | 0.0069816 | 0.0069781 | 0.0036575 | 0.5125 | 0.0028187 | 0.0028187 | 0.010506 | 0.5125 | 0.011326 | 0.094325 | 0.22376
9: generator & gearbox | 0.029771 | 0.067841 | 0.013605 | 0.0054261 | 0.017239 | 0.20339 | 0.00098657 | 0.0034716 | 0.00098657 | 0.091392 | 0.00098657 | 0.00099901 | 0.027271 | 0.041706 | 0.032341 | 0.013565 | 0.013565 | 0.047247 | 0.040697 | 0 | 0.027268 | 0.055539 | 0.055079 | 0.019516 | 0.0098657 | 0.020879 | 0.22838 | 0.28227 | 0.53247 | 0.12599 | 0.0098657 | 0.0098657 | 0.0098657 | 0.014789 | 0.015279 | 0.014789 | 0.015279 | 0.014789 | 0.015279 | 0.014789 | 0.32342 | 0.091558 | 0.024587 | 0.024587 | 0.06653 | 0.024963 | 0.14946 | 0.029771 | 0.067841 | 0.013605 | 0.0054261 | 0.017239 | 0.20339 | 0.00098657 | 0.0039804 | 0.00098657 | 0.091392 | 0.00098657 | 0.00099901 | 0.027271 | 0.041698 | 0.032341 | 0.013548 | 0.070768 | 0.013548 | 0.013548 | 0 |  | 0.055539 | 0.055079 | 0.019516 | 0.0098657 | 0.020879 | 0.22838 | 0.28227 | 0.53247 | 0.12599 | 0.0098657 | 0.0098657 | 0.0098657 | 0.014789 | 0.015279 | 0.014789 | 0.015279 | 0.014789 | 0.014798 | 0.014336 | 0.32342 | 0.091555 | 0.024587 | 0.024587 | 0.066527 | 0.024963 | 0.14946 | 0.029771 | 0.067841 | 0.013605 | 0.0054261 | 0.017239 | 0.20339 | 0.00098657 | 0.0034716 | 0.00098657 | 0.091392 | 0.00098657 | 0.00099901 | 0.027271 | 0.034946 | 0.032341 | 0.070417 | 0.035999 | 0.047258 | 0.047258 | 0 | 0.027107 | 0.055539 | 0.055079 | 0.019516 | 0.0098657 | 0.020879 | 0.22838 | 0.28227 | 0.53247 | 0.12599 | 0.0098657 | 0.0098657 | 0.0098657 | 0.014789 | 0.015279 | 0.014789 | 0.015279 | 0.014789 | 0.015091 | 0.014612 | 0.32342 | 0.089371 | 0.024587 | 0.024587 | 0.064239 | 0.024963 | 0.14662 | 0.039034 | 0.017866 | 0.013605 | 0.0054261 | 0.033257 | 0.25924 | 0.00098654 | 0.00099901 | 0.00098657 | 0.091392 | 0.0020439 | 0.00099848 | 0.027271 | 0.041232 | 0.032905 | 0.013565 | 0.013565 | 0.027221 | 0.013548 | 0 | 0.027268 | 0.031056 | 0.031056 | 0.019516 | 0.0098657 | 0.027584 | 0.22838 | 0.28227 | 0.53247 | 0.12599 | 0.025475 | 0.025475 | 0.0098657 | 0.035779 | 0.043019 | 0.035779 | 0.036522 | 0.035779 | 0.015279 | 0.014789 | 0.32342 | 0.069506 | 0.024587 | 0.024587 | 0.055028 | 0.041365 | 0.13901 | 0.029771 | 0.067841 | 0.013605 | 0.0054261 | 0.017239 | 0.20339 | 0.00098657 | 0.0039804 | 0.00098657 | 0.091392 | 0.00098657 | 0.00099901 | 0.048125 | 0.041698 | 0.032341 | 0.013548 | 0.048071 | 0.013548 | 0.013548 | 0 | 0.02702 | 0.055539 | 0.055079 | 0.019516 | 0.0098657 | 0.020879 | 0.22838 | 0.28227 | 0.53247 | 0.12599 | 0.0098657 | 0.0098657 | 0.0098657 | 0.014789 | 0.015279 | 0.014789 | 0.015279 | 0.014789 | 0.014989 | 0.014516 | 0.32342 | 0.091555 | 0.024587 | 0.024587 | 0.066527 | 0.024963 | 0.14946 | 0.02977 | 0.067855 | 0.013605 | 0.0054274 | 0.017244 | 0.20349 | 0.0009868 | 0.0039831 | 0.0009868 | 0.091433 | 0.0009868 | 0.00099901 | 0.027271 | 0.047526 | 0.032341 | 0.025636 | 0.013385 | 0.013574 | 0.013574 | 0 | 0.02727 | 0.055551 | 0.055091 | 0.019516 | 0.0098657 | 0.020883 | 0.22848 | 0.2824 | 0.53273 | 0.12605 | 0.009868 | 0.009868 | 0.009868 | 0.028958 | 0.029705 | 0.028958 | 0.029705 | 0.028958 | 0.015281 | 0.014791 | 0.32357 | 0.093451 | 0.024595 | 0.024595 | 0.068508 | 0.024963 | 0.15192 | 0.02975 | 0.068149 | 0.013605 | 0.0054612 | 0.017375 | 0.20599 | 0.00098973 | 0.0034859 | 0.00099294 | 0.091951 | 0.00099294 | 0.000999 | 0.026983 | 0.041736 | 0.032335 | 0.013609 | 0.013609 | 0.047381 | 0.040884 | 0 | 0.027268 | 0.055794 | 0.055331 | 0.019514 | 0.0098657 | 0.020978 | 0.2313 | 0.2859 | 0.5394 | 0.12756 | 0.0099294 | 0.0099294 | 0.0099294 | 0.014894 | 0.01539 | 0.014894 | 0.01539 | 0.014894 | 0.015279 | 0.014789 | 0.32759 | 0.091793 | 0.024821 | 0.024821 | 0.066659 | 0.024963 | 0.14958 | 0.02975 | 0.13992 | 0.013128 | 0.0054612 | 0.017375 | 0.20599 | 0.03736 | 0.00050688 | 0.00099294 | 0.54659 | 0.00099294 | 0.000999 | 0.00051366 | 0.0071085 | 0.03066 | 0.0069781 | 0.50687 | 0.0069781 | 0.0069781 | 0 | 0.023708 | 0.12858 | 0.12817 | 0.019514 | 0.009868 | 0.020978 | 0.2313 | 0.2859 | 0.5394 | 0.12756 | 0.0099294 | 0.0099294 | 0.0099294 | 0.015651 | 0.50775 | 0.015651 | 0.016164 | 0.5075 | 0.01113 | 0.010883 | 0.32759 | 0.024493 | 0.024821 | 0.024821 | 0.024493 | 0.024963 | 0.10262 | 0.034606 | 0.14052 | 0.00050681 | 0.0057603 | 0.00050875 | 0.00060375 | 0.00051025 | 0.0005005 | 0.0012976 | 0.54659 | 0.0010473 | 0.00099898 | 0.51366 | 0.00051698 | 0.033608 | 0.00050688 | 0.00050688 | 0.013652 | 0.25784 | 0 | 0.027362 | 0.00051025 | 0.00051025 | 0.062625 | 0.0099294 | 0.011535 | 0.23581 | 0.29135 | 0.54924 | 0.13027 | 0.010695 | 0.010695 | 0.010473 | 0.15851 | 0.16502 | 0.15851 | 0.16377 | 0.15851 | 0.015389 | 0.014893 | 0.34198 | 0.026393 | 0.027023 | 0.027023 | 0.026007 | 0.024736 | 0.10787 | 0.50975 | 0.010659 | 0.00050681 | 0.0027775 | 0.01127 | 0.13363 | 0.00051025 | 0.09951 | 0.000505 | 0.0095654 | 0.00054659 | 0.0005005 | 0.51366 | 0.51698 | 0.010598 | 0.0075156 | 0.0075156 | 0.0069695 | 0.50687 | 0 | 0.50687 | 0.011205 | 0.011205 | 0.51 | 0.0099294 | 0.47823 | 0.6165 | 1 | 0.77169 | 0.56425 | 0.0054659 | 0.0054659 | 0.000505 | 0.5075 | 0.50775 | 0.5075 | 0.50775 | 0.5075 | 0.0069816 | 0.0069781 | 0.665 | 0.5125 | 0.5125 | 0.5125 | 0.010506 | 0.5125 | 0.011326 | 0.088053 | 0.26602
9: turbine controls | 0.029771 | 0.067841 | 0.013605 | 0.0054261 | 0.017239 | 0.20339 | 0.00098657 | 0.0034716 | 0.00098657 | 0.091392 | 0.00098657 | 0.00099901 | 0.027271 | 0.041706 | 0.032341 | 0.013565 | 0.013565 | 0.047247 | 0.040697 | 0 | 0.027268 | 0.055539 | 0.055079 | 0.019516 | 0.0098657 | 0.020879 | 0.22838 | 0.28227 | 0.53247 | 0.12599 | 0.0098657 | 0.0098657 | 0.0098657 | 0.014789 | 0.015279 | 0.014789 | 0.015279 | 0.014789 | 0.015279 | 0.014789 | 0.32342 | 0.091558 | 0.024587 | 0.024587 | 0.06653 | 0.024963 | 0.14946 | 0.029771 | 0.067841 | 0.013605 | 0.0054261 | 0.017239 | 0.20339 | 0.00098657 | 0.0039804 | 0.00098657 | 0.091392 | 0.00098657 | 0.00099901 | 0.027271 | 0.041698 | 0.032341 | 0.013548 | 0.070768 | 0.013548 | 0.013548 | 0 |  | 0.055539 | 0.055079 | 0.019516 | 0.0098657 | 0.020879 | 0.22838 | 0.28227 | 0.53247 | 0.12599 | 0.0098657 | 0.0098657 | 0.0098657 | 0.014789 | 0.015279 | 0.014789 | 0.015279 | 0.014789 | 0.014798 | 0.014336 | 0.32342 | 0.091555 | 0.024587 | 0.024587 | 0.066527 | 0.024963 | 0.14946 | 0.029771 | 0.067841 | 0.013605 | 0.0054261 | 0.017239 | 0.20339 | 0.00098657 | 0.0034716 | 0.00098657 | 0.091392 | 0.00098657 | 0.00099901 | 0.027271 | 0.034946 | 0.032341 | 0.070417 | 0.035999 | 0.047258 | 0.047258 | 0 | 0.027107 | 0.055539 | 0.055079 | 0.019516 | 0.0098657 | 0.020879 | 0.22838 | 0.28227 | 0.53247 | 0.12599 | 0.0098657 | 0.0098657 | 0.0098657 | 0.014789 | 0.015279 | 0.014789 | 0.015279 | 0.014789 | 0.015091 | 0.014612 | 0.32342 | 0.089371 | 0.024587 | 0.024587 | 0.064239 | 0.024963 | 0.14662 | 0.039034 | 0.017866 | 0.013605 | 0.0054261 | 0.033257 | 0.25924 | 0.00098654 | 0.00099901 | 0.00098657 | 0.091392 | 0.0020439 | 0.00099848 | 0.027271 | 0.041232 | 0.032905 | 0.013565 | 0.013565 | 0.027221 | 0.013548 | 0 | 0.027268 | 0.031056 | 0.031056 | 0.019516 | 0.0098657 | 0.027584 | 0.22838 | 0.28227 | 0.53247 | 0.12599 | 0.025475 | 0.025475 | 0.0098657 | 0.035779 | 0.043019 | 0.035779 | 0.036522 | 0.035779 | 0.015279 | 0.014789 | 0.32342 | 0.069506 | 0.024587 | 0.024587 | 0.055028 | 0.041365 | 0.13901 | 0.029771 | 0.067841 | 0.013605 | 0.0054261 | 0.017239 | 0.20339 | 0.00098657 | 0.0039804 | 0.00098657 | 0.091392 | 0.00098657 | 0.00099901 | 0.048125 | 0.041698 | 0.032341 | 0.013548 | 0.048071 | 0.013548 | 0.013548 | 0 | 0.02702 | 0.055539 | 0.055079 | 0.019516 | 0.0098657 | 0.020879 | 0.22838 | 0.28227 | 0.53247 | 0.12599 | 0.0098657 | 0.0098657 | 0.0098657 | 0.014789 | 0.015279 | 0.014789 | 0.015279 | 0.014789 | 0.014989 | 0.014516 | 0.32342 | 0.091555 | 0.024587 | 0.024587 | 0.066527 | 0.024963 | 0.14946 | 0.02977 | 0.067855 | 0.013605 | 0.0054274 | 0.017244 | 0.20349 | 0.0009868 | 0.0039831 | 0.0009868 | 0.091433 | 0.0009868 | 0.00099901 | 0.027271 | 0.047526 | 0.032341 | 0.025636 | 0.013385 | 0.013574 | 0.013574 | 0 | 0.02727 | 0.055551 | 0.055091 | 0.019516 | 0.0098657 | 0.020883 | 0.22848 | 0.2824 | 0.53273 | 0.12605 | 0.009868 | 0.009868 | 0.009868 | 0.028958 | 0.029705 | 0.028958 | 0.029705 | 0.028958 | 0.015281 | 0.014791 | 0.32357 | 0.093451 | 0.024595 | 0.024595 | 0.068508 | 0.024963 | 0.15192 | 0.02975 | 0.068149 | 0.013605 | 0.0054612 | 0.017375 | 0.20599 | 0.00098973 | 0.0034859 | 0.00099294 | 0.091951 | 0.00099294 | 0.000999 | 0.026983 | 0.041736 | 0.032335 | 0.013609 | 0.013609 | 0.047381 | 0.040884 | 0 | 0.027268 | 0.055794 | 0.055331 | 0.019514 | 0.0098657 | 0.020978 | 0.2313 | 0.2859 | 0.5394 | 0.12756 | 0.0099294 | 0.0099294 | 0.0099294 | 0.014894 | 0.01539 | 0.014894 | 0.01539 | 0.014894 | 0.015279 | 0.014789 | 0.32759 | 0.091793 | 0.024821 | 0.024821 | 0.066659 | 0.024963 | 0.14958 | 0.02975 | 0.13992 | 0.013128 | 0.0054612 | 0.017375 | 0.20599 | 0.03736 | 0.00050688 | 0.00099294 | 0.54659 | 0.00099294 | 0.000999 | 0.00051366 | 0.0071085 | 0.03066 | 0.0069781 | 0.50687 | 0.0069781 | 0.0069781 | 0 | 0.023708 | 0.12858 | 0.12817 | 0.019514 | 0.009868 | 0.020978 | 0.2313 | 0.2859 | 0.5394 | 0.12756 | 0.0099294 | 0.0099294 | 0.0099294 | 0.015651 | 0.50775 | 0.015651 | 0.016164 | 0.5075 | 0.01113 | 0.010883 | 0.32759 | 0.024493 | 0.024821 | 0.024821 | 0.024493 | 0.024963 | 0.10262 | 0.034606 | 0.14052 | 0.00050681 | 0.0057603 | 0.00050875 | 0.00060375 | 0.00051025 | 0.0005005 | 0.0012976 | 0.54659 | 0.0010473 | 0.00099898 | 0.51366 | 0.00051698 | 0.033608 | 0.00050688 | 0.00050688 | 0.013652 | 0.25784 | 0 | 0.027362 | 0.00051025 | 0.00051025 | 0.062625 | 0.0099294 | 0.011535 | 0.23581 | 0.29135 | 0.54924 | 0.13027 | 0.010695 | 0.010695 | 0.010473 | 0.15851 | 0.16502 | 0.15851 | 0.16377 | 0.15851 | 0.015389 | 0.014893 | 0.34198 | 0.026393 | 0.027023 | 0.027023 | 0.026007 | 0.024736 | 0.10787 | 0.015048 | 0.015048 | 0.00050681 | 0.50275 | 0.013505 | 0.16013 | 0.00051025 | 0.000505 | 0.000505 | 0.0095654 | 0.00054659 | 0.0005005 | 0.51366 | 0.51698 | 0.010598 | 0.0075156 | 0.0075156 | 0.0069695 | 0.50687 | 0 | 0.50687 | 0.011205 | 0.011205 | 0.51 | 0.0099294 | 0.47823 | 0.6165 | 0.644 | 1 | 0.56425 | 0.0050975 | 0.0054659 | 0.505 | 0.5075 | 0.50775 | 0.5075 | 0.50775 | 0.5075 | 0.0069816 | 0.0069781 | 0.665 | 0.5125 | 0.5125 | 0.5125 | 0.010506 | 0.5125 | 0.011326 | 0.088726 | 0.46224
9: tower structural | 0.029771 | 0.067841 | 0.013605 | 0.0054261 | 0.017239 | 0.20339 | 0.00098657 | 0.0039804 | 0.00098657 | 0.091392 | 0.00098657 | 0.00099901 | 0.027271 | 0.041698 | 0.032341 | 0.013548 | 0.013565 | 0.013548 | 0.013548 | 0 | 0.027268 | 0.055539 | 0.055079 | 0.019516 | 0.0098657 | 0.020879 | 0.22838 | 0.28227 | 0.53247 | 0.12599 | 0.0098657 | 0.0098657 | 0.0098657 | 0.014789 | 0.015279 | 0.014789 | 0.015279 | 0.014789 | 0.015279 | 0.014789 | 0.32342 |  | 0.024587 | 0.024587 | 0.066527 | 0.024963 | 0.14946 | 0.029771 | 0.067841 | 0.013605 | 0.0054261 | 0.017239 | 0.20339 | 0.00098657 | 0.0039804 | 0.00098657 | 0.091392 | 0.00098657 | 0.00099901 | 0.027271 | 0.041698 | 0.032341 | 0.013548 | 0.049029 | 0.013548 | 0.013548 | 0 | 0.027017 | 0.055539 | 0.055079 | 0.019516 | 0.0098657 | 0.020879 | 0.22838 | 0.28227 | 0.53247 | 0.12599 | 0.0098657 | 0.0098657 | 0.0098657 | 0.014789 | 0.015279 | 0.014789 | 0.015279 | 0.014789 | 0.014981 | 0.014509 | 0.32342 | 0.091555 | 0.024587 | 0.024587 | 0.066527 | 0.024963 | 0.14946 | 0.029771 | 0.067841 | 0.013605 | 0.0054261 | 0.017239 | 0.20339 | 0.00098657 | 0.0034716 | 0.00098657 | 0.091392 | 0.00098657 | 0.00099901 | 0.027271 | 0.041706 | 0.032341 | 0.013565 | 0.013565 | 0.047247 | 0.040697 | 0 | 0.027268 | 0.055539 | 0.055079 | 0.019516 | 0.0098657 | 0.020879 | 0.22838 | 0.28227 | 0.53247 | 0.12599 | 0.0098657 | 0.0098657 | 0.0098657 | 0.014789 | 0.015279 | 0.014789 | 0.015279 | 0.014789 | 0.015279 | 0.014789 | 0.32342 |  | 0.024587 | 0.024587 | 0.06653 | 0.024963 | 0.14946 | 0.029771 | 0.067841 | 0.013605 | 0.0054261 | 0.017239 | 0.20339 | 0.00098657 | 0.0039804 | 0.00098657 | 0.091392 | 0.00098657 | 0.00099901 | 0.027271 | 0.041698 | 0.032341 | 0.013548 | 0.013565 | 0.013548 | 0.013548 | 0 | 0.027268 | 0.055539 | 0.055079 | 0.019516 | 0.0098657 | 0.020879 | 0.22838 | 0.28227 | 0.53247 | 0.12599 | 0.0098657 | 0.0098657 | 0.0098657 | 0.014789 | 0.015279 | 0.014789 | 0.015279 | 0.014789 | 0.015279 | 0.014789 | 0.32342 | 0.091555 | 0.024587 | 0.024587 | 0.066527 | 0.024963 | 0.14946 | 0.029771 | 0.067841 | 0.013605 | 0.0054261 | 0.017239 | 0.20339 | 0.00098657 | 0.0039804 | 0.00098657 | 0.091392 | 0.00098657 | 0.00099901 | 0.027271 | 0.041698 | 0.032341 | 0.013548 | 0.049041 | 0.013548 | 0.013548 | 0 |  | 0.055539 | 0.055079 | 0.019516 | 0.0098657 | 0.020879 | 0.22838 | 0.28227 | 0.53247 | 0.12599 | 0.0098657 | 0.0098657 | 0.0098657 | 0.014789 | 0.015279 | 0.014789 | 0.015279 | 0.014789 | 0.014981 | 0.014509 | 0.32342 | 0.091555 | 0.024587 | 0.024587 | 0.066527 | 0.024963 | 0.14946 | 0.039034 | 0.017866 | 0.013605 | 0.0054262 | 0.033253 | 0.25923 | 0.00098651 | 0.00099901 | 0.00098657 | 0.091388 | 0.0020436 | 0.00099848 | 0.027271 | 0.041232 | 0.032905 | 0.013565 | 0.013565 | 0.027194 | 0.013549 | 0 | 0.027268 | 0.031056 | 0.031056 | 0.019516 | 0.0098657 | 0.027582 | 0.22838 | 0.28227 | 0.53248 | 0.12599 | 0.025472 | 0.025472 | 0.0098657 | 0.035776 | 0.043015 | 0.035776 | 0.036519 | 0.035776 | 0.015279 | 0.014789 | 0.32342 | 0.069505 | 0.024587 | 0.024587 | 0.055027 | 0.041364 | 0.13901 | 0.02975 | 0.068236 | 0.013605 | 0.0054612 | 0.017375 | 0.20599 | 0.00099294 | 0.0039982 | 0.00099294 | 0.092507 | 0.00099294 | 0.000999 | 0.026983 | 0.041729 | 0.032334 | 0.0136 | 0.013609 | 0.0136 | 0.0136 | 0 | 0.027268 | 0.055862 | 0.055399 | 0.019514 | 0.0098657 | 0.020978 | 0.2313 | 0.2859 | 0.5394 | 0.12756 | 0.0099294 | 0.0099294 | 0.0099294 | 0.014894 | 0.01539 | 0.014894 | 0.01539 | 0.014894 | 0.015279 | 0.014789 | 0.32759 |  | 0.024821 | 0.024821 | 0.066689 | 0.024963 | 0.14961 | 0.02975 |  | 0.013598 | 0.0054612 | 0.017375 | 0.20599 | 0.001539 | 0.00098973 | 0.00099294 | 0.101 | 0.00099294 | 0.000999 | 0.00051366 | 0.033549 | 0.010598 | 0.0069781 | 0.021021 | 0.0069781 | 0.0069781 | 0 | 0.027215 |  |  | 0.019514 | 0.0098657 | 0.020978 | 0.2313 | 0.2859 | 0.5394 | 0.12756 | 0.0099294 | 0.0099294 | 0.0099294 | 0.015651 | 0.019651 | 0.015651 | 0.016164 | 0.019137 | 0.015217 | 0.01473 | 0.32759 | 0.024185 | 0.024821 | 0.024821 | 0.024185 | 0.024963 | 0.10038 | 0.025187 | 0.010659 | 0.00050681 | 0.14466 | 0.50875 | 0.60375 | 0.00050688 | 0.0005005 | 0.02655 | 0.0075156 | 0.00054659 | 0.00099923 | 0.0070628 | 0.51698 | 0.021873 | 0.0069695 | 0.0069695 | 0.0069695 | 0.47045 | 0 | 0.020137 | 0.51025 | 0.51025 |  | 0.0099294 | 0.22307 | 0.24129 | 0.2968 | 0.55457 | 0.13581 | 0.505 | 0.505 | 0.010746 | 0.5075 | 0.50775 | 0.5075 | 0.50775 | 0.5075 | 0.0069816 | 0.0069781 | 0.62755 | 0.44068 | 0.44131 | 0.44131 | 0.36486 | 0.27401 | 0.44721 | 0.0099401 | 0.011003 | 0.00050681 | 0.0031034 | 0.0098744 | 0.60375 | 0.1411 | 0.19656 | 0.09951 | 0.0095654 | 0.00054659 | 0.0005005 | 0.51366 | 0.51698 | 0.010598 | 0.50687 | 0.50688 | 0.50687 | 0.50687 | 0 | 0.50687 | 0.51025 | 0.51025 | 0.01025 | 0.0099294 | 0.0050875 | 0.6165 | 0.644 | 0.77169 | 1 | 0.505 | 0.0027775 | 0.0027775 | 0.0027912 | 0.0027926 | 0.0027912 | 0.0027926 | 0.0027912 | 0.0069816 | 0.0069781 | 0.0036575 | 0.5125 | 0.0028188 | 0.0028188 | 0.010506 | 0.5125 | 0.011326 | 0.094656 | 0.14347
9: platform (structural integrity) | 0.029771 | 0.067841 | 0.013605 | 0.0054261 | 0.017239 | 0.20339 | 0.00098657 | 0.0039804 | 0.00098657 | 0.091392 | 0.00098657 | 0.00099901 | 0.027271 | 0.041698 | 0.032341 | 0.013548 | 0.013565 | 0.013548 | 0.013548 | 0 | 0.027268 | 0.055539 | 0.055079 | 0.019516 | 0.0098657 | 0.020879 | 0.22838 | 0.28227 | 0.53247 | 0.12599 | 0.0098657 | 0.0098657 | 0.0098657 | 0.014789 | 0.015279 | 0.014789 | 0.015279 | 0.014789 | 0.015279 | 0.014789 | 0.32342 |  | 0.024587 | 0.024587 | 0.066527 | 0.024963 | 0.14946 | 0.029771 | 0.067841 | 0.013605 | 0.0054261 | 0.017239 | 0.20339 | 0.00098657 | 0.0039804 | 0.00098657 | 0.091392 | 0.00098657 | 0.00099901 | 0.027271 | 0.041698 | 0.032341 | 0.013548 | 0.049029 | 0.013548 | 0.013548 | 0 |  | 0.055539 | 0.055079 | 0.019516 | 0.0098657 | 0.020879 | 0.22838 | 0.28227 | 0.53247 | 0.12599 | 0.0098657 | 0.0098657 | 0.0098657 | 0.014789 | 0.015279 | 0.014789 | 0.015279 | 0.014789 | 0.014981 | 0.014509 | 0.32342 |  | 0.024587 | 0.024587 | 0.066527 | 0.024963 | 0.14946 | 0.029771 | 0.067841 | 0.013605 | 0.0054261 | 0.017239 | 0.20339 | 0.00098657 | 0.0034716 | 0.00098657 | 0.091392 | 0.00098657 | 0.00099901 | 0.027271 | 0.041706 | 0.032341 | 0.013565 | 0.013565 | 0.047247 | 0.040697 | 0 | 0.027268 | 0.055539 | 0.055079 | 0.019516 | 0.0098657 | 0.020879 | 0.22838 | 0.28227 | 0.53247 | 0.12599 | 0.0098657 | 0.0098657 | 0.0098657 | 0.014789 | 0.015279 | 0.014789 | 0.015279 | 0.014789 | 0.015279 | 0.014789 | 0.32342 |  | 0.024587 | 0.024587 | 0.06653 | 0.024963 | 0.14946 | 0.029771 | 0.067841 | 0.013605 | 0.0054261 | 0.017239 | 0.20339 | 0.00098657 | 0.0039804 | 0.00098657 | 0.091392 | 0.00098657 | 0.00099901 | 0.027271 | 0.041698 | 0.032341 | 0.013548 | 0.013565 | 0.013548 | 0.013548 | 0 | 0.027268 | 0.055539 | 0.055079 | 0.019516 | 0.0098657 | 0.020879 | 0.22838 | 0.28227 | 0.53247 | 0.12599 | 0.0098657 | 0.0098657 | 0.0098657 | 0.014789 | 0.015279 | 0.014789 | 0.015279 | 0.014789 | 0.015279 | 0.014789 | 0.32342 |  | 0.024587 | 0.024587 | 0.066527 | 0.024963 | 0.14946 | 0.029771 | 0.067841 | 0.013605 | 0.0054261 | 0.017239 | 0.20339 | 0.00098657 | 0.0039804 | 0.00098657 | 0.091392 | 0.00098657 | 0.00099901 | 0.027271 | 0.041698 | 0.032341 | 0.013548 | 0.049041 | 0.013548 | 0.013548 | 0 |  | 0.055539 | 0.055079 | 0.019516 | 0.0098657 | 0.020879 | 0.22838 | 0.28227 | 0.53247 | 0.12599 | 0.0098657 | 0.0098657 | 0.0098657 | 0.014789 | 0.015279 | 0.014789 | 0.015279 | 0.014789 | 0.014981 | 0.014509 | 0.32342 |  | 0.024587 | 0.024587 | 0.066527 | 0.024963 | 0.14946 |  | 0.017866 | 0.013605 | 0.0054262 | 0.033253 | 0.25923 | 0.00098651 | 0.00099901 | 0.00098657 | 0.091388 | 0.0020436 | 0.00099848 | 0.027271 | 0.041232 | 0.032905 | 0.013565 | 0.013565 | 0.027194 | 0.013549 | 0 | 0.027268 | 0.031056 | 0.031056 | 0.019516 | 0.0098657 |  | 0.22838 | 0.28227 | 0.53248 | 0.12599 | 0.025472 | 0.025472 | 0.0098657 | 0.035776 | 0.043015 | 0.035776 | 0.036519 | 0.035776 | 0.015279 | 0.014789 | 0.32342 | 0.069505 | 0.024587 | 0.024587 | 0.055027 | 0.041364 | 0.13901 | 0.02975 | 0.068236 | 0.013605 | 0.0054612 | 0.017375 | 0.20599 | 0.00099294 | 0.0039982 | 0.00099294 | 0.092507 | 0.00099294 | 0.000999 | 0.026983 | 0.041729 | 0.032334 | 0.0136 | 0.013609 | 0.0136 | 0.0136 | 0 | 0.027268 | 0.055862 | 0.055399 | 0.019514 | 0.0098657 | 0.020978 | 0.2313 | 0.2859 | 0.5394 | 0.12756 | 0.0099294 | 0.0099294 | 0.0099294 | 0.014894 | 0.01539 | 0.014894 | 0.01539 | 0.014894 | 0.015279 | 0.014789 | 0.32759 |  | 0.024821 | 0.024821 | 0.066689 | 0.024963 | 0.14961 | 0.02975 |  | 0.013598 | 0.0054612 | 0.017375 | 0.20599 | 0.001539 | 0.00098973 | 0.00099294 | 0.101 | 0.00099294 | 0.000999 | 0.00051366 | 0.033549 | 0.010598 | 0.0069781 | 0.021021 | 0.0069781 | 0.0069781 | 0 | 0.027215 |  |  | 0.019514 | 0.0098657 | 0.020978 | 0.2313 | 0.2859 | 0.5394 | 0.12756 | 0.0099294 | 0.0099294 | 0.0099294 | 0.015651 | 0.019651 | 0.015651 | 0.016164 | 0.019137 | 0.015217 | 0.01473 | 0.32759 | 0.024185 | 0.024821 | 0.024821 | 0.024185 | 0.024963 | 0.10038 | 0.025187 | 0.010659 | 0.00050681 | 0.14466 | 0.50875 | 0.60375 | 0.00050688 | 0.0005005 | 0.02655 | 0.0075156 | 0.00054659 | 0.00099923 | 0.0070628 | 0.51698 | 0.021873 | 0.0069695 | 0.0069695 | 0.0069695 |  | 0 | 0.020137 | 0.51025 | 0.51025 | 0.50161 | 0.0099294 | 0.22307 | 0.24129 | 0.2968 | 0.55457 | 0.13581 | 0.505 | 0.505 | 0.010746 | 0.5075 | 0.50775 | 0.5075 | 0.50775 | 0.5075 | 0.0069816 | 0.0069781 |  | 0.44068 |  |  | 0.36486 | 0.27401 | 0.44721 | 0.50975 | 0.00050975 | 0.00050681 | 0.0027775 | 0.00050875 | 0.00060375 | 0.1411 | 0.000505 | 0.000505 | 0.00054659 | 0.0005005 | 0.0005005 | 0.00051366 | 0.00051698 | 0.010598 | 0.50687 | 0.50688 | 0.50687 | 0.50687 | 0 | 0.50687 | 0.51025 | 0.51025 | 0.01025 | 0.0099294 | 0.47823 | 0.0033908 | 0.003542 | 0.0042443 | 0.0031034 | 1 | 0.505 | 0.0027775 | 0.0027912 | 0.0027926 | 0.0027912 | 0.0027926 | 0.0027912 | 0.0069816 | 0.0069781 | 0.0036575 | 0.5125 | 0.0028188 | 0.0028188 | 0.5125 | 0.0005125 | 0.5525 | 0.086998 | 0.061292
9: platform (watertightness) | 0.029771 | 0.067841 | 0.013605 | 0.0054261 | 0.017239 | 0.20339 | 0.00098657 | 0.0034716 | 0.00098657 | 0.091392 | 0.00098657 | 0.00099901 | 0.027271 | 0.041706 | 0.032341 | 0.013565 | 0.013565 | 0.047247 | 0.040697 | 0 | 0.027268 | 0.055539 | 0.055079 | 0.019516 | 0.0098657 | 0.020879 | 0.22838 | 0.28227 | 0.53247 | 0.12599 | 0.0098657 | 0.0098657 | 0.0098657 | 0.014789 | 0.015279 | 0.014789 | 0.015279 | 0.014789 | 0.015279 | 0.014789 | 0.32342 | 0.091558 | 0.024587 | 0.024587 | 0.06653 | 0.024963 | 0.14946 | 0.029771 | 0.067841 | 0.013605 | 0.0054261 | 0.017239 | 0.20339 | 0.00098657 | 0.0039804 | 0.00098657 | 0.091392 | 0.00098657 | 0.00099901 | 0.027271 | 0.041698 | 0.032341 | 0.013548 | 0.070768 | 0.013548 | 0.013548 | 0 |  | 0.055539 | 0.055079 | 0.019516 | 0.0098657 | 0.020879 | 0.22838 | 0.28227 | 0.53247 | 0.12599 | 0.0098657 | 0.0098657 | 0.0098657 | 0.014789 | 0.015279 | 0.014789 | 0.015279 | 0.014789 | 0.014798 | 0.014336 | 0.32342 | 0.091555 | 0.024587 | 0.024587 | 0.066527 | 0.024963 | 0.14946 | 0.029771 | 0.067841 | 0.013605 | 0.0054261 | 0.017239 | 0.20339 | 0.00098657 | 0.0034716 | 0.00098657 | 0.091392 | 0.00098657 | 0.00099901 | 0.027271 | 0.034946 | 0.032341 | 0.070417 | 0.035999 | 0.047258 | 0.047258 | 0 | 0.027107 | 0.055539 | 0.055079 | 0.019516 | 0.0098657 | 0.020879 | 0.22838 | 0.28227 | 0.53247 | 0.12599 | 0.0098657 | 0.0098657 | 0.0098657 | 0.014789 | 0.015279 | 0.014789 | 0.015279 | 0.014789 | 0.015091 | 0.014612 | 0.32342 | 0.089371 | 0.024587 | 0.024587 | 0.064239 | 0.024963 | 0.14662 | 0.039034 | 0.017866 | 0.013605 | 0.0054261 | 0.033257 | 0.25924 | 0.00098654 | 0.00099901 | 0.00098657 | 0.091392 | 0.0020439 | 0.00099848 | 0.027271 | 0.041232 | 0.032905 | 0.013565 | 0.013565 | 0.027221 | 0.013548 | 0 | 0.027268 | 0.031056 | 0.031056 | 0.019516 | 0.0098657 | 0.027584 | 0.22838 | 0.28227 | 0.53247 | 0.12599 | 0.025475 | 0.025475 | 0.0098657 | 0.035779 | 0.043019 | 0.035779 | 0.036522 | 0.035779 | 0.015279 | 0.014789 | 0.32342 | 0.069506 | 0.024587 | 0.024587 | 0.055028 | 0.041365 | 0.13901 | 0.029771 | 0.067841 | 0.013605 | 0.0054261 | 0.017239 | 0.20339 | 0.00098657 | 0.0039804 | 0.00098657 | 0.091392 | 0.00098657 | 0.00099901 | 0.048125 | 0.041698 | 0.032341 | 0.013548 | 0.048071 | 0.013548 | 0.013548 | 0 | 0.02702 | 0.055539 | 0.055079 | 0.019516 | 0.0098657 | 0.020879 | 0.22838 | 0.28227 | 0.53247 | 0.12599 | 0.0098657 | 0.0098657 | 0.0098657 | 0.014789 | 0.015279 | 0.014789 | 0.015279 | 0.014789 | 0.014989 | 0.014516 | 0.32342 | 0.091555 | 0.024587 | 0.024587 | 0.066527 | 0.024963 | 0.14946 | 0.02977 | 0.067855 | 0.013605 | 0.0054274 | 0.017244 | 0.20349 | 0.0009868 | 0.0039831 | 0.0009868 | 0.091433 | 0.0009868 | 0.00099901 | 0.027271 | 0.047526 | 0.032341 | 0.025636 | 0.013385 | 0.013574 | 0.013574 | 0 | 0.02727 | 0.055551 | 0.055091 | 0.019516 | 0.0098657 | 0.020883 | 0.22848 | 0.2824 | 0.53273 | 0.12605 | 0.009868 | 0.009868 | 0.009868 | 0.028958 | 0.029705 | 0.028958 | 0.029705 | 0.028958 | 0.015281 | 0.014791 | 0.32357 |  | 0.024595 | 0.024595 | 0.068508 | 0.024963 | 0.15192 | 0.02975 | 0.068149 | 0.013605 | 0.0054612 | 0.017375 | 0.20599 | 0.00098973 | 0.0034859 | 0.00099294 | 0.091951 | 0.00099294 | 0.000999 | 0.026983 | 0.041736 | 0.032335 | 0.013609 | 0.013609 | 0.047381 | 0.040884 | 0 | 0.027268 | 0.055794 | 0.055331 | 0.019514 | 0.0098657 | 0.020978 | 0.2313 | 0.2859 | 0.5394 | 0.12756 | 0.0099294 | 0.0099294 | 0.0099294 | 0.014894 | 0.01539 | 0.014894 | 0.01539 | 0.014894 | 0.015279 | 0.014789 | 0.32759 | 0.091793 | 0.024821 | 0.024821 | 0.066659 | 0.024963 | 0.14958 | 0.02975 | 0.13992 | 0.013128 | 0.0054612 | 0.017375 | 0.20599 | 0.03736 | 0.00050688 | 0.00099294 | 0.54659 | 0.00099294 | 0.000999 | 0.00051366 | 0.0071085 | 0.03066 | 0.0069781 | 0.50687 | 0.0069781 | 0.0069781 | 0 | 0.023708 | 0.12858 | 0.12817 | 0.019514 | 0.009868 | 0.020978 | 0.2313 | 0.2859 | 0.5394 | 0.12756 | 0.0099294 | 0.0099294 | 0.0099294 | 0.015651 | 0.50775 | 0.015651 | 0.016164 | 0.5075 | 0.01113 | 0.010883 | 0.32759 | 0.024493 | 0.024821 | 0.024821 | 0.024493 | 0.024963 | 0.10262 | 0.034606 |  | 0.00050681 | 0.0057603 | 0.00050875 | 0.00060375 | 0.00051025 | 0.0005005 | 0.0012976 | 0.54659 | 0.0010473 | 0.00099898 | 0.51366 | 0.00051698 | 0.033608 | 0.00050688 | 0.00050688 | 0.013652 |  | 0 | 0.027362 | 0.00051025 | 0.00051025 | 0.062625 | 0.0099294 | 0.011535 | 0.23581 | 0.29135 | 0.54924 | 0.13027 | 0.010695 | 0.010695 | 0.010473 | 0.15851 | 0.16502 | 0.15851 | 0.16377 | 0.15851 | 0.015389 | 0.014893 | 0.34198 | 0.026393 | 0.027023 | 0.027023 | 0.026007 | 0.024736 | 0.10787 | 0.50975 | 0.50975 | 0.00050681 | 0.0027775 | 0.50875 | 0.60375 | 0.00051025 | 0.000505 | 0.0005005 | 0.00054659 | 0.5005 | 0.0005005 | 0.51366 | 0.51698 | 0.010598 | 0.0075156 | 0.0075156 | 0.0069695 | 0.50687 | 0 | 0.50687 | 0.011205 | 0.011205 | 0.51 | 0.0099294 | 0.47823 | 0.6165 | 0.644 | 0.77169 | 0.56425 | 0.505 | 1 | 0.000505 | 0.5075 | 0.50775 | 0.5075 | 0.50775 | 0.5075 | 0.0069816 | 0.0069781 | 0.665 | 0.5125 | 0.5125 | 0.5125 | 0.010506 | 0.5125 | 0.011326 | 0.093995 | 0.060286
9: ballast system failure | 0.029771 | 0.067841 | 0.013605 | 0.0054261 | 0.017239 | 0.20339 | 0.00098657 | 0.0034716 | 0.00098657 | 0.091392 | 0.00098657 | 0.00099901 | 0.027271 | 0.041706 | 0.032341 | 0.013565 | 0.013565 | 0.047247 | 0.040697 | 0 | 0.027268 | 0.055539 | 0.055079 | 0.019516 | 0.0098657 | 0.020879 | 0.22838 | 0.28227 | 0.53247 | 0.12599 | 0.0098657 | 0.0098657 | 0.0098657 | 0.014789 | 0.015279 | 0.014789 | 0.015279 | 0.014789 | 0.015279 | 0.014789 | 0.32342 | 0.091558 | 0.024587 | 0.024587 | 0.06653 | 0.024963 | 0.14946 | 0.029771 | 0.067841 | 0.013605 | 0.0054261 | 0.017239 | 0.20339 | 0.00098657 | 0.0039804 | 0.00098657 | 0.091392 | 0.00098657 | 0.00099901 | 0.027271 | 0.041698 | 0.032341 | 0.013548 |  | 0.013548 | 0.013548 | 0 | 0.020137 | 0.055539 | 0.055079 | 0.019516 | 0.0098657 | 0.020879 | 0.22838 | 0.28227 | 0.53247 | 0.12599 | 0.0098657 | 0.0098657 | 0.0098657 | 0.014789 | 0.015279 | 0.014789 | 0.015279 | 0.014789 | 0.0069816 | 0.0069781 | 0.32342 | 0.091555 | 0.024587 | 0.024587 | 0.066527 | 0.024963 | 0.14946 | 0.029771 | 0.067841 | 0.013605 | 0.0054261 | 0.017239 | 0.20339 | 0.00098657 | 0.0034716 | 0.00098657 | 0.091392 | 0.00098657 | 0.00099901 | 0.027271 | 0.034946 | 0.032341 |  | 0.035999 | 0.047258 | 0.047258 | 0 | 0.027107 | 0.055539 | 0.055079 | 0.019516 | 0.0098657 | 0.020879 | 0.22838 | 0.28227 | 0.53247 | 0.12599 | 0.0098657 | 0.0098657 | 0.0098657 | 0.014789 | 0.015279 | 0.014789 | 0.015279 | 0.014789 | 0.015091 | 0.014612 | 0.32342 | 0.089371 | 0.024587 | 0.024587 | 0.064239 | 0.024963 | 0.14662 | 0.039034 | 0.017866 | 0.013605 | 0.0054261 | 0.033257 | 0.25924 | 0.00098654 | 0.00099901 | 0.00098657 | 0.091392 | 0.0020439 | 0.00099848 | 0.027271 | 0.041232 | 0.032905 | 0.013565 | 0.013565 | 0.027221 | 0.013548 | 0 | 0.027268 | 0.031056 | 0.031056 | 0.019516 | 0.0098657 | 0.027584 | 0.22838 | 0.28227 | 0.53247 | 0.12599 | 0.025475 | 0.025475 | 0.0098657 | 0.035779 | 0.043019 | 0.035779 | 0.036522 | 0.035779 | 0.015279 | 0.014789 | 0.32342 | 0.069506 | 0.024587 | 0.024587 | 0.055028 | 0.041365 | 0.13901 | 0.029771 | 0.067841 | 0.013605 | 0.0054261 | 0.017239 | 0.20339 | 0.00098657 | 0.0039804 | 0.00098657 | 0.091392 | 0.00098657 | 0.00099901 | 0.048125 | 0.041698 | 0.032341 | 0.013548 | 0.048071 | 0.013548 | 0.013548 | 0 |  | 0.055539 | 0.055079 | 0.019516 | 0.0098657 | 0.020879 | 0.22838 | 0.28227 | 0.53247 | 0.12599 | 0.0098657 | 0.0098657 | 0.0098657 | 0.014789 | 0.015279 | 0.014789 | 0.015279 | 0.014789 | 0.014989 | 0.014516 | 0.32342 | 0.091555 | 0.024587 | 0.024587 | 0.066527 | 0.024963 | 0.14946 | 0.02977 | 0.067855 | 0.013605 | 0.0054274 | 0.017244 | 0.20349 | 0.0009868 | 0.0039831 | 0.0009868 | 0.091433 | 0.0009868 | 0.00099901 | 0.027271 | 0.047526 | 0.032341 | 0.025636 | 0.013385 | 0.013574 | 0.013574 | 0 | 0.02727 | 0.055551 | 0.055091 | 0.019516 | 0.0098657 | 0.020883 | 0.22848 | 0.2824 | 0.53273 | 0.12605 | 0.009868 | 0.009868 | 0.009868 | 0.028958 | 0.029705 | 0.028958 | 0.029705 | 0.028958 | 0.015281 | 0.014791 | 0.32357 |  | 0.024595 | 0.024595 | 0 | 0.024963 | 0 | 0.02975 | 0.068149 | 0.013605 | 0.0054612 | 0.017375 | 0.20599 | 0.00098973 | 0.0034859 | 0.00099294 | 0.091951 | 0.00099294 | 0.000999 | 0.026983 | 0.041736 | 0.032335 | 0.013609 | 0.013609 | 0.047381 | 0.040884 | 0 | 0.027268 | 0.055794 | 0.055331 | 0.019514 | 0.0098657 | 0.020978 | 0.2313 | 0.2859 | 0.5394 | 0.12756 | 0.0099294 | 0.0099294 | 0.0099294 | 0.014894 | 0.01539 | 0.014894 | 0.01539 | 0.014894 | 0.015279 | 0.014789 | 0.32759 | 0.091793 | 0.024821 | 0.024821 | 0.066659 | 0.024963 | 0.14958 | 0.02975 | 0.13992 | 0.013128 | 0.0054612 | 0.017375 | 0.20599 | 0.03736 | 0.00050688 | 0.00099294 | 0.54659 | 0.00099294 | 0.000999 | 0.00051366 | 0.0071085 | 0.03066 | 0.0069781 | 0.50687 | 0.0069781 | 0.0069781 | 0 | 0.023708 | 0.12858 | 0.12817 | 0.019514 | 0.009868 | 0.020978 | 0.2313 | 0.2859 | 0.5394 | 0.12756 | 0.0099294 | 0.0099294 | 0.0099294 | 0.015651 | 0.50775 | 0.015651 | 0.016164 | 0.5075 | 0.01113 | 0.010883 | 0.32759 | 0.024493 | 0.024821 | 0.024821 | 0.024493 | 0.024963 | 0.10262 | 0.043638 | 0.018532 | 0.00050681 | 0.0057603 | 0.00050875 | 0.00060375 | 0.00051025 | 0.0005005 | 0.0012976 | 0.0075156 | 0.0011325 | 0.00099893 | 0.51366 | 0.00051698 | 0.033608 | 0.00050688 | 0.00050688 | 0.013652 |  | 0 | 0.027362 | 0.00051025 | 0.00051025 | 0.062625 | 0.0099294 | 0.011535 | 0.23581 | 0.29135 | 0.54924 | 0.13027 | 0.011539 | 0.011539 | 0.010473 | 0.15851 | 0.16502 | 0.15851 | 0.16377 | 0.15851 | 0.015389 | 0.014893 | 0.34198 | 0.026393 | 0.027023 | 0.027023 | 0.026007 | 0.024736 | 0.10787 | 0.50975 | 0.00050975 | 0.00050681 | 0.0027775 | 0.00050875 | 0.00060375 | 0.00051025 | 0.000505 | 0.000505 | 0.00054659 | 0.0005005 | 0.0005005 | 0.00051366 | 0.00051698 | 0.010598 | 0.50687 | 0.50687 | 0.50688 | 0.50687 | 0 | 0.50687 | 0.51025 | 0.011205 | 0.51 | 0.0099294 | 0.47823 | 0.6165 | 0.644 | 0.77169 | 0.56425 | 0.000505 | 0.000505 | 1 | 0.0005075 | 0.00050775 | 0.0005075 | 0.00050775 | 0.0005075 | 0.0069816 | 0.0069781 | 0.000665 | 0.5125 | 0.0005125 | 0.0005125 | 0.5125 | 0.0005125 | 0.5525 | 0.080771 | 0.036825
9: chain | 0.029771 | 0.067841 | 0.013605 | 0.0054261 | 0.017239 | 0.20339 | 0.00098657 | 0.0039804 | 0.00098657 | 0.091392 | 0.00098657 | 0.00099901 | 0.027271 | 0.041698 | 0.032341 | 0.013548 | 0.070763 | 0.013548 | 0.013548 | 0 |  | 0.055539 | 0.055079 | 0.019516 | 0.0098657 | 0.020879 | 0.22838 | 0.28227 | 0.53247 | 0.12599 | 0.0098657 | 0.0098657 | 0.0098657 | 0.014789 | 0.015279 | 0.014789 | 0.015279 | 0.014789 | 0.014798 | 0.014337 | 0.32342 | 0.091555 | 0.024587 | 0.024587 | 0.066527 | 0.024963 | 0.14946 | 0.029771 | 0.067841 | 0.013605 | 0.0054261 | 0.017239 | 0.20339 | 0.00098657 | 0.0034716 | 0.00098657 | 0.091392 | 0.00098657 | 0.00099901 | 0.027271 | 0.034946 | 0.032341 | 0.070274 | 0.035987 | 0.047179 | 0.047179 | 0 | 0.027107 | 0.055539 | 0.055079 | 0.019516 | 0.0098657 | 0.020879 | 0.22838 | 0.28227 | 0.53247 | 0.12599 | 0.0098657 | 0.0098657 | 0.0098657 | 0.014789 | 0.015279 | 0.014789 | 0.015279 | 0.014789 | 0.015091 | 0.014612 | 0.32342 | 0.089371 | 0.024587 | 0.024587 | 0.064239 | 0.024963 | 0.14662 | 0.029771 | 0.067841 | 0.013605 | 0.0054261 | 0.017239 | 0.20339 | 0.00098657 | 0.0034716 | 0.00098657 | 0.091392 | 0.00098657 | 0.00099901 | 0.027271 | 0.041706 | 0.032341 | 0.013565 | 0.013565 | 0.047247 | 0.040697 | 0 | 0.027268 | 0.055539 | 0.055079 | 0.019516 | 0.0098657 | 0.020879 | 0.22838 | 0.28227 | 0.53247 | 0.12599 | 0.0098657 | 0.0098657 | 0.0098657 | 0.014789 | 0.015279 | 0.014789 | 0.015279 | 0.014789 | 0.015279 | 0.014789 | 0.32342 | 0.091558 | 0.024587 | 0.024587 | 0.06653 | 0.024963 | 0.14946 | 0.029771 | 0.067841 | 0.013605 | 0.0054261 | 0.017239 | 0.20339 | 0.00098657 | 0.0039804 | 0.00098657 | 0.091392 | 0.00098657 | 0.00099901 | 0.027271 | 0.041698 | 0.032341 | 0.013548 | 0.070788 | 0.013548 | 0.013548 | 0 | 0.026856 | 0.055539 | 0.055079 | 0.019516 | 0.0098657 | 0.020879 | 0.22838 | 0.28227 | 0.53247 | 0.12599 | 0.0098657 | 0.0098657 | 0.0098657 | 0.014789 | 0.015279 | 0.014789 | 0.015279 | 0.014789 | 0.014798 | 0.014336 | 0.32342 | 0.091555 | 0.024587 | 0.024587 | 0.066527 | 0.024963 | 0.14946 | 0.029771 | 0.067841 | 0.013605 | 0.0054261 | 0.017239 | 0.20339 | 0.00098657 | 0.0034716 | 0.00098657 | 0.091392 | 0.00098657 | 0.00099901 | 0.027271 | 0.034946 | 0.032341 | 0.070461 | 0.035999 | 0.047302 | 0.047302 | 0 | 0.027107 | 0.055539 | 0.055079 | 0.019516 | 0.0098657 | 0.020879 | 0.22838 | 0.28226 | 0.53247 | 0.12599 | 0.0098657 | 0.0098657 | 0.0098657 | 0.014789 | 0.015279 | 0.014789 | 0.015279 | 0.014789 | 0.015091 | 0.014612 | 0.32341 | 0.089371 | 0.024587 | 0.024587 | 0.064239 | 0.024963 | 0.14662 | 0.039034 | 0.017866 | 0.013605 | 0.0054261 | 0.033259 | 0.25924 | 0.00098651 | 0.00099901 | 0.00098657 | 0.091388 | 0.0020441 | 0.00099848 | 0.027284 | 0.041232 | 0.032905 | 0.013565 | 0.013565 | 0.027243 | 0.013548 | 0 | 0.027268 | 0.031056 | 0.031056 | 0.019516 | 0.0098657 | 0.027585 | 0.22838 | 0.28226 | 0.53247 | 0.12599 | 0.025477 | 0.025477 | 0.0098657 | 0.035786 | 0.043025 | 0.035786 | 0.036529 | 0.035786 | 0.015279 | 0.014789 | 0.32341 | 0.069505 | 0.024587 | 0.024587 | 0.055027 | 0.041365 | 0.13901 | 0.03132 | 0.038604 | 0.013612 | 0.0027875 | 0.0069317 | 0.0082261 | 0.00050681 | 0.0027793 | 0.00050681 | 0.0074473 | 0.00050681 | 0.00099925 | 0.044611 | 0.041266 | 0.032897 | 0.0136 | 0.0355 | 0.0136 | 0.0136 | 0 | 0.02711 | 0.03139 | 0.031143 | 0.019684 | 0.0098657 | 0.013686 | 0.0083998 | 0.0087745 | 0.010514 | 0.0076879 | 0.0050681 | 0.0050681 | 0.0050681 | 0.0069147 | 0.0069181 | 0.0069147 | 0.0069181 | 0.0069147 | 0.015095 | 0.014616 | 0.0090606 | 0.069709 | 0.0069828 | 0.0069828 | 0.05508 | 0.024975 | 0.13907 | 0.03132 | 0.038604 | 0.013612 | 0.0027875 | 0.0069317 | 0.0082261 | 0.00050681 | 0.0025396 | 0.00050681 | 0.0074473 | 0.00050681 | 0.00099925 | 0.00051366 | 0.27916 | 0.032897 | 0.50687 | 0.0070628 | 0.0069781 | 0.0069781 | 0 | 0.027315 | 0.03139 | 0.031143 | 0.019684 | 0.0098657 | 0.013686 | 0.0083998 | 0.0087745 | 0.010514 | 0.0076879 | 0.0050681 | 0.0050681 | 0.0050681 | 0.5075 | 0.50775 | 0.5075 | 0.50775 | 0.5075 | 0.015334 | 0.014841 | 0.0090606 | 0.15063 | 0.0069828 | 0.0069828 | 0.13776 | 0.024975 | 0.24165 | 0.50975 | 0.010659 | 0.00050681 | 0.45337 | 0.50875 | 0.60375 | 0.00050688 | 0.0005005 | 0.5005 | 0.0075156 | 0.00054659 | 0.0005005 | 0.0070628 | 0.51698 | 0.010598 | 0.0069695 | 0.0069695 | 0.0069695 | 0.47045 | 0 | 0.020137 | 0.51025 | 0.51025 | 0.44761 | 0.0050681 | 0.47823 | 0.6165 | 0.644 | 0.77169 | 0.56425 | 0.505 | 0.505 | 0.505 | 0.5075 | 0.50775 | 0.5075 | 0.50775 | 0.5075 | 0.0069816 | 0.0069781 | 0.665 | 0.5125 | 0.5125 | 0.5125 | 0.5125 | 0.5125 | 0.5525 | 0.50975 | 0.010659 | 0.00050681 | 0.50275 | 0.50875 | 0.60375 | 0.072241 | 0.00050688 | 0.0005005 | 0.54659 | 0.00054659 | 0.0005005 | 0.51366 | 0.0071085 | 0.010598 | 0.0069781 | 0.50688 | 0.0069781 | 0.0069781 | 0 | 0.50687 | 0.51025 | 0.51025 | 0.51 | 0.0050681 | 0.47823 | 0.6165 | 0.644 | 0.77169 | 0.56425 | 0.505 | 0.505 | 0.505 | 1 | 0.0069816 | 0.5075 | 0.50775 | 0.0069781 | 0.0069816 | 0.0069781 | 0.022589 | 0.012925 | 0.012925 | 0.012925 | 0.012925 | 0.5125 | 0.018767 | 0.10991 | 0.095511
9: synthetic rope | 0.029771 | 0.067841 | 0.013605 | 0.0054261 | 0.017239 | 0.20339 | 0.00098657 | 0.0039804 | 0.00098657 | 0.091392 | 0.00098657 | 0.00099901 | 0.027271 | 0.041698 | 0.032341 | 0.013548 | 0.070763 | 0.013548 | 0.013548 | 0 |  | 0.055539 | 0.055079 | 0.019516 | 0.0098657 | 0.020879 | 0.22838 | 0.28227 | 0.53247 | 0.12599 | 0.0098657 | 0.0098657 | 0.0098657 | 0.014789 | 0.015279 | 0.014789 | 0.015279 | 0.014789 | 0.014798 | 0.014337 | 0.32342 | 0.091555 | 0.024587 | 0.024587 | 0.066527 | 0.024963 | 0.14946 | 0.029771 | 0.067841 | 0.013605 | 0.0054261 | 0.017239 | 0.20339 | 0.00098657 | 0.0034716 | 0.00098657 | 0.091392 | 0.00098657 | 0.00099901 | 0.027271 | 0.034946 | 0.032341 | 0.070274 | 0.035987 | 0.047179 | 0.047179 | 0 | 0.027107 | 0.055539 | 0.055079 | 0.019516 | 0.0098657 | 0.020879 | 0.22838 | 0.28227 | 0.53247 | 0.12599 | 0.0098657 | 0.0098657 | 0.0098657 | 0.014789 | 0.015279 | 0.014789 | 0.015279 | 0.014789 | 0.015091 | 0.014612 | 0.32342 | 0.089371 | 0.024587 | 0.024587 | 0.064239 | 0.024963 | 0.14662 | 0.029771 | 0.067841 | 0.013605 | 0.0054261 | 0.017239 | 0.20339 | 0.00098657 | 0.0034716 | 0.00098657 | 0.091392 | 0.00098657 | 0.00099901 | 0.027271 | 0.041706 | 0.032341 | 0.013565 | 0.013565 | 0.047247 | 0.040697 | 0 | 0.027268 | 0.055539 | 0.055079 | 0.019516 | 0.0098657 | 0.020879 | 0.22838 | 0.28227 | 0.53247 | 0.12599 | 0.0098657 | 0.0098657 | 0.0098657 | 0.014789 | 0.015279 | 0.014789 | 0.015279 | 0.014789 | 0.015279 | 0.014789 | 0.32342 | 0.091558 | 0.024587 | 0.024587 | 0.06653 | 0.024963 | 0.14946 | 0.029771 | 0.067841 | 0.013605 | 0.0054261 | 0.017239 | 0.20339 | 0.00098657 | 0.0039804 | 0.00098657 | 0.091392 | 0.00098657 | 0.00099901 | 0.027271 | 0.041698 | 0.032341 | 0.013548 | 0.070788 | 0.013548 | 0.013548 | 0 | 0.026856 | 0.055539 | 0.055079 | 0.019516 | 0.0098657 | 0.020879 | 0.22838 | 0.28227 | 0.53247 | 0.12599 | 0.0098657 | 0.0098657 | 0.0098657 | 0.014789 | 0.015279 | 0.014789 | 0.015279 | 0.014789 | 0.014798 | 0.014336 | 0.32342 | 0.091555 | 0.024587 | 0.024587 | 0.066527 | 0.024963 | 0.14946 | 0.029771 | 0.067841 | 0.013605 | 0.0054261 | 0.017239 | 0.20339 | 0.00098657 | 0.0034716 | 0.00098657 | 0.091392 | 0.00098657 | 0.00099901 | 0.027271 | 0.034946 | 0.032341 | 0.070461 | 0.035999 | 0.047302 | 0.047302 | 0 | 0.027107 | 0.055539 | 0.055079 | 0.019516 | 0.0098657 | 0.020879 | 0.22838 | 0.28226 | 0.53247 | 0.12599 | 0.0098657 | 0.0098657 | 0.0098657 | 0.014789 | 0.015279 | 0.014789 | 0.015279 | 0.014789 | 0.015091 | 0.014612 | 0.32341 | 0.089371 | 0.024587 | 0.024587 | 0.064239 | 0.024963 | 0.14662 | 0.039034 | 0.017866 | 0.013605 | 0.0054261 | 0.033259 | 0.25924 | 0.00098651 | 0.00099901 | 0.00098657 | 0.091388 | 0.0020441 | 0.00099848 | 0.027284 | 0.041232 | 0.032905 | 0.013565 | 0.013565 | 0.027243 | 0.013548 | 0 | 0.027268 | 0.031056 | 0.031056 | 0.019516 | 0.0098657 | 0.027585 | 0.22838 | 0.28226 | 0.53247 | 0.12599 | 0.025477 | 0.025477 | 0.0098657 | 0.035786 | 0.043025 | 0.035786 | 0.036529 | 0.035786 | 0.015279 | 0.014789 | 0.32341 | 0.069505 | 0.024587 | 0.024587 | 0.055027 | 0.041365 | 0.13901 | 0.03132 | 0.038604 | 0.013612 | 0.0027875 | 0.0069317 | 0.0082261 | 0.00050681 | 0.0027793 | 0.00050681 | 0.0074473 | 0.00050681 | 0.00099925 | 0.044611 | 0.041266 | 0.032897 | 0.0136 | 0.0355 | 0.0136 | 0.0136 | 0 | 0.02711 | 0.03139 | 0.031143 | 0.019684 | 0.0098657 | 0.013686 | 0.0083998 | 0.0087745 | 0.010514 | 0.0076879 | 0.0050681 | 0.0050681 | 0.0050681 | 0.0069147 | 0.0069181 | 0.0069147 | 0.0069181 | 0.0069147 | 0.015095 | 0.014616 | 0.0090606 | 0.069709 | 0.0069828 | 0.0069828 | 0.05508 | 0.024975 | 0.13907 | 0.03132 | 0.038604 | 0.013612 | 0.0027875 | 0.0069317 | 0.0082261 | 0.00050681 | 0.0025396 | 0.00050681 | 0.0074473 | 0.00050681 | 0.00099925 | 0.00051366 | 0.27916 | 0.032897 | 0.50687 | 0.0070628 | 0.0069781 | 0.0069781 | 0 | 0.027315 | 0.03139 | 0.031143 | 0.019684 | 0.0098657 | 0.013686 | 0.0083998 | 0.0087745 | 0.010514 | 0.0076879 | 0.0050681 | 0.0050681 | 0.0050681 | 0.5075 | 0.50775 | 0.5075 | 0.50775 | 0.5075 | 0.015334 | 0.014841 | 0.0090606 | 0.15063 | 0.0069828 | 0.0069828 | 0.13776 | 0.024975 | 0.24165 | 0.50975 | 0.010659 | 0.00050681 | 0.45337 | 0.50875 | 0.60375 | 0.00050688 | 0.0005005 | 0.5005 | 0.0075156 | 0.00054659 | 0.0005005 | 0.0070628 | 0.51698 | 0.010598 | 0.0069695 | 0.0069695 | 0.0069695 | 0.47045 | 0 | 0.020137 | 0.51025 | 0.51025 | 0.44761 | 0.0050681 | 0.47823 | 0.6165 | 0.644 | 0.77169 | 0.56425 | 0.505 | 0.505 | 0.505 | 0.5075 | 0.50775 | 0.5075 | 0.50775 | 0.5075 | 0.0069816 | 0.0069781 | 0.665 | 0.5125 | 0.5125 | 0.5125 | 0.5125 | 0.5125 | 0.5525 | 0.50975 | 0.010659 | 0.00050681 | 0.50275 | 0.50875 | 0.60375 | 0.072241 | 0.00050688 | 0.0005005 | 0.54659 | 0.00054659 | 0.0005005 | 0.51366 | 0.0071085 | 0.010598 | 0.0069816 | 0.50688 | 0.0069816 | 0.0069816 | 0 | 0.50687 | 0.51025 | 0.51025 | 0.51 | 0.0050681 | 0.47823 | 0.6165 | 0.644 | 0.77169 | 0.56425 | 0.505 | 0.505 | 0.505 | 0.5075 | 1 | 0.5075 | 0.50775 | 0.0069781 | 0.0069816 | 0.0069781 | 0.022589 | 0.012925 | 0.012925 | 0.012925 | 0.012925 | 0.5125 | 0.018767 | 0.11098 | 0.097237
9: wire rope | 0.029771 | 0.067841 | 0.013605 | 0.0054261 | 0.017239 | 0.20339 | 0.00098657 | 0.0039804 | 0.00098657 | 0.091392 | 0.00098657 | 0.00099901 | 0.027271 | 0.041698 | 0.032341 | 0.013548 | 0.070763 | 0.013548 | 0.013548 | 0 |  | 0.055539 | 0.055079 | 0.019516 | 0.0098657 | 0.020879 | 0.22838 | 0.28227 | 0.53247 | 0.12599 | 0.0098657 | 0.0098657 | 0.0098657 | 0.014789 | 0.015279 | 0.014789 | 0.015279 | 0.014789 | 0.014798 | 0.014337 | 0.32342 | 0.091555 | 0.024587 | 0.024587 | 0.066527 | 0.024963 | 0.14946 | 0.029771 | 0.067841 | 0.013605 | 0.0054261 | 0.017239 | 0.20339 | 0.00098657 | 0.0034716 | 0.00098657 | 0.091392 | 0.00098657 | 0.00099901 | 0.027271 | 0.034946 | 0.032341 | 0.070274 | 0.035987 | 0.047179 | 0.047179 | 0 | 0.027107 | 0.055539 | 0.055079 | 0.019516 | 0.0098657 | 0.020879 | 0.22838 | 0.28227 | 0.53247 | 0.12599 | 0.0098657 | 0.0098657 | 0.0098657 | 0.014789 | 0.015279 | 0.014789 | 0.015279 | 0.014789 | 0.015091 | 0.014612 | 0.32342 | 0.089371 | 0.024587 | 0.024587 | 0.064239 | 0.024963 | 0.14662 | 0.029771 | 0.067841 | 0.013605 | 0.0054261 | 0.017239 | 0.20339 | 0.00098657 | 0.0034716 | 0.00098657 | 0.091392 | 0.00098657 | 0.00099901 | 0.027271 | 0.041706 | 0.032341 | 0.013565 | 0.013565 | 0.047247 | 0.040697 | 0 | 0.027268 | 0.055539 | 0.055079 | 0.019516 | 0.0098657 | 0.020879 | 0.22838 | 0.28227 | 0.53247 | 0.12599 | 0.0098657 | 0.0098657 | 0.0098657 | 0.014789 | 0.015279 | 0.014789 | 0.015279 | 0.014789 | 0.015279 | 0.014789 | 0.32342 | 0.091558 | 0.024587 | 0.024587 | 0.06653 | 0.024963 | 0.14946 | 0.029771 | 0.067841 | 0.013605 | 0.0054261 | 0.017239 | 0.20339 | 0.00098657 | 0.0039804 | 0.00098657 | 0.091392 | 0.00098657 | 0.00099901 | 0.027271 | 0.041698 | 0.032341 | 0.013548 | 0.070788 | 0.013548 | 0.013548 | 0 | 0.026856 | 0.055539 | 0.055079 | 0.019516 | 0.0098657 | 0.020879 | 0.22838 | 0.28227 | 0.53247 | 0.12599 | 0.0098657 | 0.0098657 | 0.0098657 | 0.014789 | 0.015279 | 0.014789 | 0.015279 | 0.014789 | 0.014798 | 0.014336 | 0.32342 | 0.091555 | 0.024587 | 0.024587 | 0.066527 | 0.024963 | 0.14946 | 0.029771 | 0.067841 | 0.013605 | 0.0054261 | 0.017239 | 0.20339 | 0.00098657 | 0.0034716 | 0.00098657 | 0.091392 | 0.00098657 | 0.00099901 | 0.027271 | 0.034946 | 0.032341 | 0.070461 | 0.035999 | 0.047302 | 0.047302 | 0 | 0.027107 | 0.055539 | 0.055079 | 0.019516 | 0.0098657 | 0.020879 | 0.22838 | 0.28226 | 0.53247 | 0.12599 | 0.0098657 | 0.0098657 | 0.0098657 | 0.014789 | 0.015279 | 0.014789 | 0.015279 | 0.014789 | 0.015091 | 0.014612 | 0.32341 | 0.089371 | 0.024587 | 0.024587 | 0.064239 | 0.024963 | 0.14662 | 0.039034 | 0.017866 | 0.013605 | 0.0054261 | 0.033259 | 0.25924 | 0.00098651 | 0.00099901 | 0.00098657 | 0.091388 | 0.0020441 | 0.00099848 | 0.027284 | 0.041232 | 0.032905 | 0.013565 | 0.013565 | 0.027243 | 0.013548 | 0 | 0.027268 | 0.031056 | 0.031056 | 0.019516 | 0.0098657 | 0.027585 | 0.22838 | 0.28226 | 0.53247 | 0.12599 | 0.025477 | 0.025477 | 0.0098657 | 0.035786 | 0.043025 | 0.035786 | 0.036529 | 0.035786 | 0.015279 | 0.014789 | 0.32341 | 0.069505 | 0.024587 | 0.024587 | 0.055027 | 0.041365 | 0.13901 | 0.03132 | 0.038604 | 0.013612 | 0.0027875 | 0.0069317 | 0.0082261 | 0.00050681 | 0.0027793 | 0.00050681 | 0.0074473 | 0.00050681 | 0.00099925 | 0.044611 | 0.041266 | 0.032897 | 0.0136 | 0.0355 | 0.0136 | 0.0136 | 0 | 0.02711 | 0.03139 | 0.031143 | 0.019684 | 0.0098657 | 0.013686 | 0.0083998 | 0.0087745 | 0.010514 | 0.0076879 | 0.0050681 | 0.0050681 | 0.0050681 | 0.0069147 | 0.0069181 | 0.0069147 | 0.0069181 | 0.0069147 | 0.015095 | 0.014616 | 0.0090606 | 0.069709 | 0.0069828 | 0.0069828 | 0.05508 | 0.024975 | 0.13907 | 0.03132 | 0.038604 | 0.013612 | 0.0027875 | 0.0069317 | 0.0082261 | 0.00050681 | 0.0025396 | 0.00050681 | 0.0074473 | 0.00050681 | 0.00099925 | 0.00051366 | 0.27916 | 0.032897 | 0.50687 | 0.0070628 | 0.0069781 | 0.0069781 | 0 | 0.027315 | 0.03139 | 0.031143 | 0.019684 | 0.0098657 | 0.013686 | 0.0083998 | 0.0087745 | 0.010514 | 0.0076879 | 0.0050681 | 0.0050681 | 0.0050681 | 0.5075 | 0.50775 | 0.5075 | 0.50775 | 0.5075 | 0.015334 | 0.014841 | 0.0090606 | 0.15063 | 0.0069828 | 0.0069828 | 0.13776 | 0.024975 | 0.24165 | 0.50975 | 0.010659 | 0.00050681 | 0.45337 | 0.50875 | 0.60375 | 0.00050688 | 0.0005005 | 0.5005 | 0.0075156 | 0.00054659 | 0.0005005 | 0.0070628 | 0.51698 | 0.010598 | 0.0069695 | 0.0069695 | 0.0069695 | 0.47045 | 0 | 0.020137 | 0.51025 | 0.51025 | 0.44761 | 0.0050681 | 0.47823 | 0.6165 | 0.644 | 0.77169 | 0.56425 | 0.505 | 0.505 | 0.505 | 0.5075 | 0.50775 | 0.5075 | 0.50775 | 0.5075 | 0.0069816 | 0.0069781 | 0.665 | 0.5125 | 0.5125 | 0.5125 | 0.5125 | 0.5125 | 0.5525 | 0.50975 | 0.010659 | 0.00050681 | 0.50275 | 0.50875 | 0.60375 | 0.072241 | 0.00050688 | 0.0005005 | 0.54659 | 0.00054659 | 0.0005005 | 0.51366 | 0.0071085 | 0.010598 | 0.0069781 | 0.50688 | 0.0069781 | 0.0069781 | 0 | 0.50687 | 0.51025 | 0.51025 | 0.51 | 0.0050681 | 0.47823 | 0.6165 | 0.644 | 0.77169 | 0.56425 | 0.505 | 0.505 | 0.505 | 0.5075 | 0.0069816 | 1 | 0.50775 | 0.0069781 | 0.0069816 | 0.0069781 | 0.022589 | 0.012925 | 0.012925 | 0.012925 | 0.012925 | 0.5125 | 0.018767 | 0.10991 | 0.095511
9: connectors | 0.029771 | 0.067841 | 0.013605 | 0.0054261 | 0.017239 | 0.20339 | 0.00098657 | 0.0039804 | 0.00098657 | 0.091392 | 0.00098657 | 0.00099901 | 0.027271 | 0.041698 | 0.032341 | 0.013548 | 0.070763 | 0.013548 | 0.013548 | 0 |  | 0.055539 | 0.055079 | 0.019516 | 0.0098657 | 0.020879 | 0.22838 | 0.28227 | 0.53247 | 0.12599 | 0.0098657 | 0.0098657 | 0.0098657 | 0.014789 | 0.015279 | 0.014789 | 0.015279 | 0.014789 | 0.014798 | 0.014337 | 0.32342 | 0.091555 | 0.024587 | 0.024587 | 0.066527 | 0.024963 | 0.14946 | 0.029771 | 0.067841 | 0.013605 | 0.0054261 | 0.017239 | 0.20339 | 0.00098657 | 0.0034716 | 0.00098657 | 0.091392 | 0.00098657 | 0.00099901 | 0.027271 | 0.034946 | 0.032341 | 0.070274 | 0.035987 | 0.047179 | 0.047179 | 0 | 0.027107 | 0.055539 | 0.055079 | 0.019516 | 0.0098657 | 0.020879 | 0.22838 | 0.28227 | 0.53247 | 0.12599 | 0.0098657 | 0.0098657 | 0.0098657 | 0.014789 | 0.015279 | 0.014789 | 0.015279 | 0.014789 | 0.015091 | 0.014612 | 0.32342 | 0.089371 | 0.024587 | 0.024587 | 0.064239 | 0.024963 | 0.14662 | 0.029771 | 0.067841 | 0.013605 | 0.0054261 | 0.017239 | 0.20339 | 0.00098657 | 0.0034716 | 0.00098657 | 0.091392 | 0.00098657 | 0.00099901 | 0.027271 | 0.041706 | 0.032341 | 0.013565 | 0.013565 | 0.047247 | 0.040697 | 0 | 0.027268 | 0.055539 | 0.055079 | 0.019516 | 0.0098657 | 0.020879 | 0.22838 | 0.28227 | 0.53247 | 0.12599 | 0.0098657 | 0.0098657 | 0.0098657 | 0.014789 | 0.015279 | 0.014789 | 0.015279 | 0.014789 | 0.015279 | 0.014789 | 0.32342 | 0.091558 | 0.024587 | 0.024587 | 0.06653 | 0.024963 | 0.14946 | 0.029771 | 0.067841 | 0.013605 | 0.0054261 | 0.017239 | 0.20339 | 0.00098657 | 0.0039804 | 0.00098657 | 0.091392 | 0.00098657 | 0.00099901 | 0.027271 | 0.041698 | 0.032341 | 0.013548 | 0.070788 | 0.013548 | 0.013548 | 0 | 0.026856 | 0.055539 | 0.055079 | 0.019516 | 0.0098657 | 0.020879 | 0.22838 | 0.28227 | 0.53247 | 0.12599 | 0.0098657 | 0.0098657 | 0.0098657 | 0.014789 | 0.015279 | 0.014789 | 0.015279 | 0.014789 | 0.014798 | 0.014336 | 0.32342 | 0.091555 | 0.024587 | 0.024587 | 0.066527 | 0.024963 | 0.14946 | 0.029771 | 0.067841 | 0.013605 | 0.0054261 | 0.017239 | 0.20339 | 0.00098657 | 0.0034716 | 0.00098657 | 0.091392 | 0.00098657 | 0.00099901 | 0.027271 | 0.034946 | 0.032341 | 0.070461 | 0.035999 | 0.047302 | 0.047302 | 0 | 0.027107 | 0.055539 | 0.055079 | 0.019516 | 0.0098657 | 0.020879 | 0.22838 | 0.28226 | 0.53247 | 0.12599 | 0.0098657 | 0.0098657 | 0.0098657 | 0.014789 | 0.015279 | 0.014789 | 0.015279 | 0.014789 | 0.015091 | 0.014612 | 0.32341 | 0.089371 | 0.024587 | 0.024587 | 0.064239 | 0.024963 | 0.14662 | 0.039034 | 0.017866 | 0.013605 | 0.0054261 | 0.033259 | 0.25924 | 0.00098651 | 0.00099901 | 0.00098657 | 0.091388 | 0.0020441 | 0.00099848 | 0.027284 | 0.041232 | 0.032905 | 0.013565 | 0.013565 | 0.027243 | 0.013548 | 0 | 0.027268 | 0.031056 | 0.031056 | 0.019516 | 0.0098657 | 0.027585 | 0.22838 | 0.28226 | 0.53247 | 0.12599 | 0.025477 | 0.025477 | 0.0098657 | 0.035786 | 0.043025 | 0.035786 | 0.036529 | 0.035786 | 0.015279 | 0.014789 | 0.32341 | 0.069505 | 0.024587 | 0.024587 | 0.055027 | 0.041365 | 0.13901 | 0.03132 | 0.038604 | 0.013612 | 0.0027875 | 0.0069317 | 0.0082261 | 0.00050681 | 0.0027793 | 0.00050681 | 0.0074473 | 0.00050681 | 0.00099925 | 0.044611 | 0.041266 | 0.032897 | 0.0136 | 0.0355 | 0.0136 | 0.0136 | 0 | 0.02711 | 0.03139 | 0.031143 | 0.019684 | 0.0098657 | 0.013686 | 0.0083998 | 0.0087745 | 0.010514 | 0.0076879 | 0.0050681 | 0.0050681 | 0.0050681 | 0.0069147 | 0.0069181 | 0.0069147 | 0.0069181 | 0.0069147 | 0.015095 | 0.014616 | 0.0090606 | 0.069709 | 0.0069828 | 0.0069828 | 0.05508 | 0.024975 | 0.13907 | 0.03132 | 0.038604 | 0.013612 | 0.0027875 | 0.0069317 | 0.0082261 | 0.00050681 | 0.0025396 | 0.00050681 | 0.0074473 | 0.00050681 | 0.00099925 | 0.00051366 | 0.27916 | 0.032897 | 0.50687 | 0.0070628 | 0.0069781 | 0.0069781 | 0 | 0.027315 | 0.03139 | 0.031143 | 0.019684 | 0.0098657 | 0.013686 | 0.0083998 | 0.0087745 | 0.010514 | 0.0076879 | 0.0050681 | 0.0050681 | 0.0050681 | 0.5075 | 0.50775 | 0.5075 | 0.50775 | 0.5075 | 0.015334 | 0.014841 | 0.0090606 | 0.15063 | 0.0069828 | 0.0069828 | 0.13776 | 0.024975 | 0.24165 | 0.50975 | 0.010659 | 0.00050681 | 0.45337 | 0.50875 | 0.60375 | 0.00050688 | 0.0005005 | 0.5005 | 0.0075156 | 0.00054659 | 0.0005005 | 0.0070628 | 0.51698 | 0.010598 | 0.0069695 | 0.0069695 | 0.0069695 | 0.47045 | 0 | 0.020137 | 0.51025 | 0.51025 | 0.44761 | 0.0050681 | 0.47823 | 0.6165 | 0.644 | 0.77169 | 0.56425 | 0.505 | 0.505 | 0.505 | 0.5075 | 0.50775 | 0.5075 | 0.50775 | 0.5075 | 0.0069816 | 0.0069781 | 0.665 | 0.5125 | 0.5125 | 0.5125 | 0.5125 | 0.5125 | 0.5525 | 0.50975 | 0.010659 | 0.00050681 | 0.50275 | 0.50875 | 0.60375 | 0.072241 | 0.00050688 | 0.0005005 | 0.54659 | 0.00054659 | 0.0005005 | 0.51366 | 0.0071085 | 0.010598 | 0.0069816 | 0.50688 | 0.0069816 | 0.0069816 | 0 | 0.50687 | 0.51025 | 0.51025 | 0.51 | 0.0050681 | 0.47823 | 0.6165 | 0.644 | 0.77169 | 0.56425 | 0.505 | 0.505 | 0.505 | 0.5075 | 0.0069816 | 0.5075 | 1 | 0.0069781 | 0.0069816 | 0.0069781 | 0.022589 | 0.012925 | 0.012925 | 0.012925 | 0.012925 | 0.5125 | 0.018767 | 0.10991 | 0.096122
9: clump weights or floats | 0.029771 | 0.067841 | 0.013605 | 0.0054261 | 0.017239 | 0.20339 | 0.00098657 | 0.0034716 | 0.00098657 | 0.091392 | 0.00098657 | 0.00099901 | 0.027271 | 0.041706 | 0.032341 | 0.013565 | 0.013565 | 0.047247 | 0.040697 | 0 | 0.027268 | 0.055539 | 0.055079 | 0.019516 | 0.0098657 | 0.020879 | 0.22838 | 0.28227 | 0.53247 | 0.12599 | 0.0098657 | 0.0098657 | 0.0098657 | 0.014789 | 0.015279 | 0.014789 | 0.015279 | 0.014789 | 0.015279 | 0.014789 | 0.32342 | 0.091558 | 0.024587 | 0.024587 | 0.06653 | 0.024963 | 0.14946 | 0.029771 | 0.067841 | 0.013605 | 0.0054261 | 0.017239 | 0.20339 | 0.00098657 | 0.0039804 | 0.00098657 | 0.091392 | 0.00098657 | 0.00099901 | 0.027271 | 0.041698 | 0.032341 | 0.013548 | 0.070768 | 0.013548 | 0.013548 | 0 | 0.026856 | 0.055539 | 0.055079 | 0.019516 | 0.0098657 | 0.020879 | 0.22838 | 0.28227 | 0.53247 | 0.12599 | 0.0098657 | 0.0098657 | 0.0098657 | 0.014789 | 0.015279 | 0.014789 | 0.015279 | 0.014789 | 0.014798 | 0.014336 | 0.32342 | 0.091555 | 0.024587 | 0.024587 | 0.066527 | 0.024963 | 0.14946 | 0.029771 | 0.067841 | 0.013605 | 0.0054261 | 0.017239 | 0.20339 | 0.00098657 | 0.0034716 | 0.00098657 | 0.091392 | 0.00098657 | 0.00099901 | 0.027271 | 0.034946 | 0.032341 | 0.070417 | 0.035999 | 0.047258 | 0.047258 | 0 | 0.027107 | 0.055539 | 0.055079 | 0.019516 | 0.0098657 | 0.020879 | 0.22838 | 0.28227 | 0.53247 | 0.12599 | 0.0098657 | 0.0098657 | 0.0098657 | 0.014789 | 0.015279 | 0.014789 | 0.015279 | 0.014789 | 0.015091 | 0.014612 | 0.32342 | 0.089371 | 0.024587 | 0.024587 | 0.064239 | 0.024963 | 0.14662 | 0.039034 | 0.017866 | 0.013605 | 0.0054261 | 0.033257 | 0.25924 | 0.00098654 | 0.00099901 | 0.00098657 | 0.091392 | 0.0020439 | 0.00099848 | 0.027271 | 0.041232 | 0.032905 | 0.013565 | 0.013565 | 0.027221 | 0.013548 | 0 | 0.027268 | 0.031056 | 0.031056 | 0.019516 | 0.0098657 | 0.027584 | 0.22838 | 0.28227 | 0.53247 | 0.12599 | 0.025475 | 0.025475 | 0.0098657 | 0.035779 | 0.043019 | 0.035779 | 0.036522 | 0.035779 | 0.015279 | 0.014789 | 0.32342 | 0.069506 | 0.024587 | 0.024587 | 0.055028 | 0.041365 | 0.13901 | 0.029771 | 0.067841 | 0.013605 | 0.0054261 | 0.017239 | 0.20339 | 0.00098657 | 0.0039804 | 0.00098657 | 0.091392 | 0.00098657 | 0.00099901 | 0.048124 | 0.041697 | 0.032341 | 0.013548 | 0.04807 | 0.013548 | 0.013548 | 0 | 0.02702 | 0.055539 | 0.055079 | 0.019516 | 0.0098657 | 0.020879 | 0.22838 | 0.28226 | 0.53247 | 0.12599 | 0.0098657 | 0.0098657 | 0.0098657 | 0.014789 | 0.015279 | 0.014789 | 0.015279 | 0.014789 | 0.014989 | 0.014516 | 0.32341 | 0.091555 | 0.024587 | 0.024587 | 0.066527 | 0.024963 | 0.14946 | 0.029769 | 0.067869 | 0.013605 | 0.0054286 | 0.017248 | 0.20358 | 0.00098702 | 0.0039836 | 0.00098702 | 0.091472 | 0.00098702 | 0.00099901 | 0.027284 | 0.047528 | 0.032341 | 0.025639 | 0.013385 | 0.013574 | 0.013574 | 0 | 0.02727 | 0.055562 | 0.055102 | 0.019516 | 0.0098657 | 0.020886 | 0.22859 | 0.28252 | 0.53297 | 0.1261 | 0.0098702 | 0.0098702 | 0.0098702 | 0.02874 | 0.029487 | 0.02874 | 0.029487 | 0.02874 | 0.015281 | 0.014791 | 0.32371 | 0.093461 | 0.024604 | 0.024604 | 0.068514 | 0.024963 | 0.15192 | 0.029238 | 0.018532 | 0.013612 | 0.012142 | 0.019286 | 0.22131 | 0.00050688 | 0.00099925 | 0.0027078 | 0.0075156 | 0.00095035 | 0.00099903 | 0.0070628 | 0.037821 | 0.033101 | 0.0069695 | 0.0069695 | 0.013609 | 0.068665 | 0 | 0.027316 | 0.022548 | 0.022548 | 0.094749 | 0.0098657 | 0.021944 | 0.2493 | 0.30422 | 0.55921 | 0.14496 | 0.01354 | 0.01354 | 0.015717 | 0.02058 | 0.024609 | 0.02058 | 0.021149 | 0.02058 | 0.015335 | 0.014842 | 0.37185 | 0.060511 | 0.067586 | 0.067586 | 0.049815 | 0.036707 | 0.1339 | 0.063883 | 0.014255 | 0.012671 | 0.0027875 | 0.50875 | 0.60375 | 0.072241 | 0.00050688 | 0.03745 | 0.54659 | 0.054649 | 0.00097223 | 0.51366 | 0.0071085 | 0.031081 | 0.0069781 | 0.50688 | 0.0069781 | 0.0069781 | 0 | 0.023708 | 0.11028 | 0.11028 | 0.24851 | 0.0098702 | 0.22307 | 0.0083998 | 0.0087745 | 0.010514 | 0.0076879 | 0.47986 | 0.47986 | 0.0050681 | 0.5075 | 0.0069816 | 0.5075 | 0.50775 | 0.0069781 | 0.01113 | 0.010883 | 0.665 | 0.024493 | 0.5125 | 0.5125 | 0.024493 | 0.10269 | 0.10262 | 0.03664 | 0.010659 | 0.00050681 | 0.0027875 | 0.50875 | 0.60375 | 0.00051025 | 0.0005005 | 0.00050681 | 0.0075156 | 0.00054659 | 0.00099923 | 0.0070628 | 0.51698 | 0.021873 | 0.0069695 | 0.0069695 | 0.0069695 |  | 0 | 0.020137 | 0.51025 | 0.51025 | 0.019684 | 0.0099294 | 0.22307 | 0.0083998 | 0.0087745 | 0.010514 | 0.0076879 | 0.505 | 0.505 | 0.0050681 | 0.5075 | 0.50775 | 0.5075 | 0.50775 | 0.5075 | 0.0069816 | 0.0069781 | 0.0090606 | 0.44068 | 0.0069828 | 0.0069828 | 0.36486 | 0.27401 | 0.44721 | 0.50975 | 0.50975 | 0.00050681 | 0.0027775 | 0.50875 | 0.60375 | 0.00050688 | 0.19583 | 0.000505 | 0.0075156 | 0.5005 | 0.0005005 | 0.0070628 | 0.0071085 | 0.51698 | 0.0069781 | 0.0069781 | 0.0069695 | 0.50687 | 0 | 0.50687 | 0.010598 | 0.010598 | 0.51 | 0.0050681 | 0.47823 | 0.0033908 | 0.003542 | 0.0042443 | 0.0031034 | 0.0050688 | 0.0050688 | 0.0027775 | 0.0069781 | 0.50775 | 0.0069781 | 0.0069816 | 1 | 0.0069816 | 0.0069781 | 0.022589 | 0.012925 | 0.012925 | 0.012925 | 0.012925 | 0.010506 | 0.018767 | 0.093144 | 0.095022
9: single anchor | 0.029771 | 0.067841 | 0.013605 | 0.0054261 | 0.017239 | 0.20339 | 0.00098657 | 0.0039804 | 0.00098657 | 0.091392 | 0.00098657 | 0.00099901 | 0.027271 | 0.041698 | 0.032341 | 0.013548 | 0.070763 | 0.013548 | 0.013548 | 0 |  | 0.055539 | 0.055079 | 0.019516 | 0.0098657 | 0.020879 | 0.22838 | 0.28227 | 0.53247 | 0.12599 | 0.0098657 | 0.0098657 | 0.0098657 | 0.014789 | 0.015279 | 0.014789 | 0.015279 | 0.014789 | 0.014798 | 0.014337 | 0.32342 | 0.091555 | 0.024587 | 0.024587 | 0.066527 | 0.024963 | 0.14946 | 0.029771 | 0.067841 | 0.013605 | 0.0054261 | 0.017239 | 0.20339 | 0.00098657 | 0.0034716 | 0.00098657 | 0.091392 | 0.00098657 | 0.00099901 | 0.027271 | 0.034946 | 0.032341 | 0.070274 | 0.035987 | 0.047179 | 0.047179 | 0 | 0.027107 | 0.055539 | 0.055079 | 0.019516 | 0.0098657 | 0.020879 | 0.22838 | 0.28227 | 0.53247 | 0.12599 | 0.0098657 | 0.0098657 | 0.0098657 | 0.014789 | 0.015279 | 0.014789 | 0.015279 | 0.014789 | 0.015091 | 0.014612 | 0.32342 | 0.089371 | 0.024587 | 0.024587 | 0.064239 | 0.024963 | 0.14662 | 0.029771 | 0.067841 | 0.013605 | 0.0054261 | 0.017239 | 0.20339 | 0.00098657 | 0.0034716 | 0.00098657 | 0.091392 | 0.00098657 | 0.00099901 | 0.027271 | 0.041706 | 0.032341 | 0.013565 | 0.013565 | 0.047247 | 0.040697 | 0 | 0.027268 | 0.055539 | 0.055079 | 0.019516 | 0.0098657 | 0.020879 | 0.22838 | 0.28227 | 0.53247 | 0.12599 | 0.0098657 | 0.0098657 | 0.0098657 | 0.014789 | 0.015279 | 0.014789 | 0.015279 | 0.014789 | 0.015279 | 0.014789 | 0.32342 | 0.091558 | 0.024587 | 0.024587 | 0.06653 | 0.024963 | 0.14946 | 0.029771 | 0.067841 | 0.013605 | 0.0054261 | 0.017239 | 0.20339 | 0.00098657 | 0.0039804 | 0.00098657 | 0.091392 | 0.00098657 | 0.00099901 | 0.027271 | 0.041698 | 0.032341 | 0.013548 | 0.070788 | 0.013548 | 0.013548 | 0 | 0.026856 | 0.055539 | 0.055079 | 0.019516 | 0.0098657 | 0.020879 | 0.22838 | 0.28227 | 0.53247 | 0.12599 | 0.0098657 | 0.0098657 | 0.0098657 | 0.014789 | 0.015279 | 0.014789 | 0.015279 | 0.014789 | 0.014798 | 0.014336 | 0.32342 | 0.091555 | 0.024587 | 0.024587 | 0.066527 | 0.024963 | 0.14946 | 0.029771 | 0.067841 | 0.013605 | 0.0054261 | 0.017239 | 0.20339 | 0.00098657 | 0.0034716 | 0.00098657 | 0.091392 | 0.00098657 | 0.00099901 | 0.027271 | 0.034946 | 0.032341 | 0.070461 | 0.035999 | 0.047302 | 0.047302 | 0 | 0.027107 | 0.055539 | 0.055079 | 0.019516 | 0.0098657 | 0.020879 | 0.22838 | 0.28226 | 0.53247 | 0.12599 | 0.0098657 | 0.0098657 | 0.0098657 | 0.014789 | 0.015279 | 0.014789 | 0.015279 | 0.014789 | 0.015091 | 0.014612 | 0.32341 | 0.089371 | 0.024587 | 0.024587 | 0.064239 | 0.024963 | 0.14662 | 0.039034 | 0.017866 | 0.013605 | 0.0054261 | 0.033259 | 0.25924 | 0.00098651 | 0.00099901 | 0.00098657 | 0.091388 | 0.0020441 | 0.00099848 | 0.027284 | 0.041232 | 0.032905 | 0.013565 | 0.013565 | 0.027243 | 0.013548 | 0 | 0.027268 | 0.031056 | 0.031056 | 0.019516 | 0.0098657 | 0.027585 | 0.22838 | 0.28226 | 0.53247 | 0.12599 | 0.025477 | 0.025477 | 0.0098657 | 0.035786 | 0.043025 | 0.035786 | 0.036529 | 0.035786 | 0.015279 | 0.014789 | 0.32341 | 0.069505 | 0.024587 | 0.024587 | 0.055027 | 0.041365 | 0.13901 | 0.03132 | 0.038604 | 0.013612 | 0.0027875 | 0.0069317 | 0.0082261 | 0.00050681 | 0.0027793 | 0.00050681 | 0.0074473 | 0.00050681 | 0.00099925 | 0.044611 | 0.041266 | 0.032897 | 0.0136 | 0.0355 | 0.0136 | 0.0136 | 0 | 0.02711 | 0.03139 | 0.031143 | 0.019684 | 0.0098657 | 0.013686 | 0.0083998 | 0.0087745 | 0.010514 | 0.0076879 | 0.0050681 | 0.0050681 | 0.0050681 | 0.0069147 | 0.0069181 | 0.0069147 | 0.0069181 | 0.0069147 | 0.015095 | 0.014616 | 0.0090606 | 0.069709 | 0.0069828 | 0.0069828 | 0.05508 | 0.024975 | 0.13907 | 0.03132 | 0.038604 | 0.013612 | 0.0027875 | 0.0069317 | 0.0082261 | 0.00050681 | 0.0025396 | 0.00050681 | 0.0074473 | 0.00050681 | 0.00099925 | 0.00051366 | 0.27916 | 0.032897 | 0.50687 | 0.0070628 | 0.0069781 | 0.0069781 | 0 | 0.027315 | 0.03139 | 0.031143 | 0.019684 | 0.0098657 | 0.013686 | 0.0083998 | 0.0087745 | 0.010514 | 0.0076879 | 0.0050681 | 0.0050681 | 0.0050681 | 0.5075 | 0.50775 | 0.5075 | 0.50775 | 0.5075 | 0.015334 | 0.014841 | 0.0090606 | 0.15063 | 0.0069828 | 0.0069828 | 0.13776 | 0.024975 | 0.24165 | 0.025187 | 0.010659 | 0.00050681 | 0.45337 | 0.50875 | 0.60375 | 0.00050688 | 0.0005005 | 0.5005 | 0.0075156 | 0.00054659 | 0.00099923 | 0.0070628 | 0.51698 | 0.010598 | 0.0069695 | 0.0069695 | 0.0069695 | 0.47045 | 0 | 0.020137 | 0.51025 | 0.51025 | 0.44761 | 0.0050681 | 0.47823 | 0.6165 | 0.644 | 0.77169 | 0.56425 | 0.505 | 0.505 | 0.505 | 0.5075 | 0.50775 | 0.5075 | 0.50775 | 0.5075 | 0.0069816 | 0.0069781 | 0.665 | 0.5125 | 0.5125 | 0.5125 | 0.5125 | 0.5125 | 0.5525 | 0.50975 | 0.010659 | 0.00050681 | 0.50275 | 0.50875 | 0.60375 | 0.072241 | 0.00050688 | 0.0005005 | 0.54659 | 0.00054659 | 0.0005005 | 0.51366 | 0.0071085 | 0.0071085 | 0.0069816 | 0.50688 | 0.0069816 | 0.0069816 | 0 | 0.0069816 | 0.51025 | 0.51025 | 0.51 | 0.0050681 | 0.47823 | 0.6165 | 0.644 | 0.77169 | 0.56425 | 0.505 | 0.505 | 0.505 | 0.5075 | 0.0069816 | 0.5075 | 0.50775 | 0.0069781 | 1 | 0.0069781 | 0.022589 | 0.5125 | 0.5125 | 0.5125 | 0.5125 | 0.5125 | 0.5525 | 0.11427 | 0.014908
9: shared anchor | 0.029771 | 0.067841 | 0.013605 | 0.0054261 | 0.017239 | 0.20339 | 0.00098657 | 0.0034716 | 0.00098657 | 0.091392 | 0.00098657 | 0.00099901 | 0.027271 | 0.041706 | 0.032341 | 0.013565 | 0.013565 | 0.047247 | 0.040697 | 0 | 0.027268 | 0.055539 | 0.055079 | 0.019516 | 0.0098657 | 0.020879 | 0.22838 | 0.28227 | 0.53247 | 0.12599 | 0.0098657 | 0.0098657 | 0.0098657 | 0.014789 | 0.015279 | 0.014789 | 0.015279 | 0.014789 | 0.015279 | 0.014789 | 0.32342 | 0.091558 | 0.024587 | 0.024587 | 0.06653 | 0.024963 | 0.14946 | 0.029771 | 0.067841 | 0.013605 | 0.0054261 | 0.017239 | 0.20339 | 0.00098657 | 0.0039804 | 0.00098657 | 0.091392 | 0.00098657 | 0.00099901 | 0.027271 | 0.041698 | 0.032341 | 0.013548 | 0.070767 | 0.013548 | 0.013548 | 0 | 0.026856 | 0.055539 | 0.055079 | 0.019516 | 0.0098657 | 0.020879 | 0.22838 | 0.28227 | 0.53247 | 0.12599 | 0.0098657 | 0.0098657 | 0.0098657 | 0.014789 | 0.015279 | 0.014789 | 0.015279 | 0.014789 | 0.014798 | 0.014336 | 0.32342 | 0.091555 | 0.024587 | 0.024587 | 0.066527 | 0.024963 | 0.14946 | 0.029771 | 0.067841 | 0.013605 | 0.0054261 | 0.017239 | 0.20339 | 0.00098657 | 0.0034716 | 0.00098657 | 0.091392 | 0.00098657 | 0.00099901 | 0.027271 | 0.034946 | 0.032341 | 0.070417 | 0.035999 | 0.047257 | 0.047257 | 0 | 0.027107 | 0.055539 | 0.055079 | 0.019516 | 0.0098657 | 0.020879 | 0.22838 | 0.28227 | 0.53247 | 0.12599 | 0.0098657 | 0.0098657 | 0.0098657 | 0.014789 | 0.015279 | 0.014789 | 0.015279 | 0.014789 | 0.015091 | 0.014612 | 0.32342 | 0.089371 | 0.024587 | 0.024587 | 0.064239 | 0.024963 | 0.14662 | 0.039034 | 0.017866 | 0.013605 | 0.0054261 | 0.033256 | 0.25924 | 0.00098651 | 0.00099901 | 0.00098657 | 0.091388 | 0.0020439 | 0.00099848 | 0.027271 | 0.041232 | 0.032905 | 0.013565 | 0.013565 | 0.02722 | 0.013548 | 0 | 0.027268 | 0.031056 | 0.031056 | 0.019516 | 0.0098657 | 0.027583 | 0.22838 | 0.28227 | 0.53247 | 0.12599 | 0.025474 | 0.025474 | 0.0098657 | 0.035779 | 0.043018 | 0.035779 | 0.036522 | 0.035779 | 0.015279 | 0.014789 | 0.32342 | 0.069505 | 0.024587 | 0.024587 | 0.055027 | 0.041364 | 0.13901 | 0.02975 | 0.068236 | 0.013605 | 0.0054612 | 0.017375 | 0.20599 | 0.00099294 | 0.0039982 | 0.00099294 | 0.092507 | 0.00099294 | 0.000999 | 0.048192 | 0.041729 | 0.032334 | 0.0136 | 0.048257 | 0.0136 | 0.0136 | 0 | 0.027018 | 0.055862 | 0.055399 | 0.019514 | 0.0098657 | 0.020978 | 0.2313 | 0.2859 | 0.5394 | 0.12756 | 0.0099294 | 0.0099294 | 0.0099294 | 0.014894 | 0.01539 | 0.014894 | 0.01539 | 0.014894 | 0.014988 | 0.014515 | 0.32759 | 0.091852 | 0.024821 | 0.024821 | 0.066689 | 0.024963 | 0.14961 | 0.02975 | 0.068236 | 0.013605 | 0.0054612 | 0.017375 | 0.20599 | 0.00099294 | 0.0039994 | 0.00099294 | 0.092507 | 0.00099294 | 0.000999 | 0.00051366 | 0.043523 | 0.032334 | 0.017315 | 0.013559 | 0.0136 | 0.0136 | 0 | 0.027268 | 0.055862 | 0.055399 | 0.019514 | 0.0098657 | 0.020978 | 0.2313 | 0.2859 | 0.5394 | 0.12756 | 0.0099294 | 0.0099294 | 0.0099294 | 0.015651 | 0.016164 | 0.015651 | 0.016164 | 0.015651 | 0.015279 | 0.01479 | 0.32759 | 0.092432 | 0.024821 | 0.024821 | 0.067297 | 0.024963 | 0.15036 | 0.025187 | 0.010659 | 0.00050681 | 0.14466 | 0.50875 | 0.60375 | 0.00050688 | 0.0005005 | 0.02655 | 0.0075156 | 0.00054659 | 0.00099923 | 0.0070628 | 0.51698 | 0.021873 | 0.0069695 | 0.0069695 | 0.0069695 | 0.47121 | 0 | 0.020137 | 0.51025 | 0.51025 | 0.37714 | 0.0099294 | 0.22307 | 0.24129 | 0.2968 | 0.55457 | 0.13581 | 0.505 | 0.505 | 0.010746 | 0.5075 | 0.50775 | 0.5075 | 0.50775 | 0.5075 | 0.0069816 | 0.0069781 | 0.62755 | 0.44068 | 0.44131 | 0.44131 | 0.36486 | 0.27401 | 0.44721 | 0.025187 | 0.010659 | 0.00050681 | 0.14407 | 0.50875 | 0.60375 | 0.072241 | 0.00050688 | 0.0005005 | 0.54659 | 0.00054659 | 0.00099923 | 0.51366 | 0.0071085 | 0.021873 | 0.0069781 | 0.50688 | 0.0069781 | 0.0069781 | 0 | 0.020137 | 0.51025 | 0.51025 | 0.033685 | 0.0099294 | 0.22307 | 0.24129 | 0.2968 | 0.55457 | 0.13581 | 0.505 | 0.505 | 0.010746 | 0.5075 | 0.0069816 | 0.5075 | 0.50775 | 0.0069781 | 0.0069816 | 0.0069781 | 0.022589 | 0.012925 | 0.012925 | 0.012925 | 0.012925 | 0.27401 | 0.018767 | 0.025187 | 0.010659 | 0.00050681 | 0.14466 | 0.50875 | 0.60375 | 0.00050688 | 0.0005005 | 0.02655 | 0.0075156 | 0.00054659 | 0.00099923 | 0.0070628 | 0.51698 | 0.021873 | 0.0069695 | 0.0069695 | 0.0069695 | 0.47045 | 0 | 0.020137 | 0.51025 | 0.51025 | 0.37714 | 0.0099294 | 0.22307 | 0.24129 | 0.2968 | 0.55457 | 0.13581 | 0.505 | 0.505 | 0.010746 | 0.5075 | 0.50775 | 0.5075 | 0.50775 | 0.5075 | 0.0069816 | 0.0069781 | 0.62755 | 0.44068 | 0.44131 | 0.44131 | 0.36486 | 0.27401 | 0.44721 | 0.025187 | 0.010659 | 0.00050681 | 0.27975 | 0.50875 | 0.60375 | 0.072241 | 0.00050688 | 0.0005005 | 0.54659 | 0.00054659 | 0.00099923 | 0.51366 | 0.0071085 | 0.0071085 | 0.0069781 | 0.50688 | 0.0069781 | 0.0069781 | 0 | 0.0069781 | 0.51025 | 0.51025 | 0.51 | 0.0099294 | 0.22307 | 0.24064 | 0.29606 | 0.5534 | 0.13534 | 0.505 | 0.505 | 0.010526 | 0.5075 | 0.0069816 | 0.5075 | 0.50775 | 0.0069781 | 0.0069816 | 1 | 0.022589 | 0.5125 | 0.5125 | 0.5125 | 0.5125 | 0.5125 | 0.5525 | 0.13227 | 0.014538
9: buoyancy modules | 0.029771 | 0.067841 | 0.013605 | 0.0054261 | 0.017239 | 0.20339 | 0.00098657 | 0.0034716 | 0.00098657 | 0.091392 | 0.00098657 | 0.00099901 | 0.028776 | 0.034946 | 0.032341 | 0.056333 | 0.028504 | 0.040697 | 0.040697 | 0 | 0.027161 | 0.055539 | 0.055079 | 0.019516 | 0.0098657 | 0.020879 | 0.22838 | 0.28227 | 0.53247 | 0.12599 | 0.0098657 | 0.0098657 | 0.0098657 | 0.014789 | 0.015279 | 0.014789 | 0.015279 | 0.014789 | 0.015154 | 0.014671 | 0.32342 | 0.089371 | 0.024587 | 0.024587 | 0.064239 | 0.024963 | 0.14662 | 0.029771 | 0.067841 | 0.013605 | 0.0054261 | 0.017239 | 0.20339 | 0.00098657 | 0.0039804 | 0.00098657 | 0.091392 | 0.00098657 | 0.00099901 | 0.027271 | 0.041619 | 0.032341 | 0.013385 | 0.013385 | 0.013548 | 0.013548 | 0 | 0.02727 | 0.055539 | 0.055079 | 0.019516 | 0.0098657 | 0.020879 | 0.22838 | 0.28227 | 0.53247 | 0.12599 | 0.0098657 | 0.0098657 | 0.0098657 | 0.029189 | 0.029936 | 0.029189 | 0.029936 | 0.029189 | 0.015281 | 0.014791 | 0.32342 | 0.09153 | 0.024587 | 0.024587 | 0.066501 | 0.024963 | 0.14943 | 0.029771 | 0.067841 | 0.013605 | 0.0054261 | 0.017239 | 0.20339 | 0.00098657 | 0.0034716 | 0.00098657 | 0.091392 | 0.00098657 | 0.00099901 | 0.028776 | 0.034946 | 0.032341 | 0.056333 | 0.028504 | 0.040697 | 0.040697 | 0 | 0.027161 | 0.055539 | 0.055079 | 0.019516 | 0.0098657 | 0.020879 | 0.22838 | 0.28227 | 0.53247 | 0.12599 | 0.0098657 | 0.0098657 | 0.0098657 | 0.014789 | 0.015279 | 0.014789 | 0.015279 | 0.014789 | 0.015154 | 0.014671 | 0.32342 | 0.089371 | 0.024587 | 0.024587 | 0.064239 | 0.024963 | 0.14662 | 0.029771 | 0.067841 | 0.013605 | 0.0054261 | 0.017239 | 0.20339 | 0.00098657 | 0.0039804 | 0.00098657 | 0.091392 | 0.00098657 | 0.00099901 | 0.027271 | 0.041619 | 0.032341 | 0.013385 | 0.013385 | 0.013548 | 0.013548 | 0 | 0.02727 | 0.055539 | 0.055079 | 0.019516 | 0.0098657 | 0.020879 | 0.22838 | 0.28227 | 0.53247 | 0.12599 | 0.0098657 | 0.0098657 | 0.0098657 | 0.029189 | 0.029936 | 0.029189 | 0.029936 | 0.029189 | 0.015281 | 0.014791 | 0.32342 | 0.09153 | 0.024587 | 0.024587 | 0.066501 | 0.024963 | 0.14943 | 0.029771 | 0.067841 | 0.013605 | 0.0054261 | 0.017239 | 0.20339 | 0.00098657 | 0.0034716 | 0.00098657 | 0.091392 | 0.00098657 | 0.00099901 | 0.028779 | 0.034946 | 0.032341 | 0.056333 | 0.028504 | 0.040697 | 0.040697 | 0 | 0.027161 | 0.055539 | 0.055079 | 0.019516 | 0.0098657 | 0.020879 | 0.22838 | 0.28226 | 0.53247 | 0.12599 | 0.0098657 | 0.0098657 | 0.0098657 | 0.014789 | 0.015279 | 0.014789 | 0.015279 | 0.014789 | 0.015154 | 0.014671 | 0.32341 | 0.089371 | 0.024587 | 0.024587 | 0.064239 | 0.024963 | 0.14662 | 0.02975 | 0.068236 | 0.013605 | 0.0054612 | 0.017375 | 0.20599 | 0.00099294 | 0.0039963 | 0.00099294 | 0.092507 | 0.00099294 | 0.000999 | 0.027284 | 0.041625 | 0.032334 | 0.013385 | 0.013385 | 0.013548 | 0.013548 | 0 | 0.02727 | 0.055862 | 0.055399 | 0.019514 | 0.0098657 | 0.020978 | 0.2313 | 0.2859 | 0.5394 | 0.12756 | 0.0099294 | 0.0099294 | 0.0099294 | 0.022841 | 0.023594 | 0.022841 | 0.023594 | 0.022841 | 0.015281 | 0.014791 | 0.32759 | 0.091818 | 0.024821 | 0.024821 | 0.066654 | 0.024963 | 0.14957 | 0.03132 | 0.038604 | 0.013612 | 0.0027875 | 0.0069317 | 0.0082261 | 0.00050681 | 0.0022757 | 0.00050681 | 0.0074473 | 0.00050681 | 0.00099925 | 0.51366 | 0.034483 | 0.032897 | 0.032037 | 0.018784 | 0.026433 | 0.026433 | 0 | 0.027231 | 0.03139 | 0.031143 | 0.019684 | 0.0098657 | 0.013686 | 0.0083998 | 0.0087745 | 0.010514 | 0.0076879 | 0.0050681 | 0.0050681 | 0.0050681 | 0.0069147 | 0.0069181 | 0.0069147 | 0.0069181 | 0.0069147 | 0.015235 | 0.014748 | 0.0090606 | 0.067402 | 0.0069828 | 0.0069828 | 0.052723 | 0.024975 | 0.13614 | 0.03132 | 0.038604 | 0.00050681 | 0.0027875 | 0.0069317 | 0.0082261 | 0.00050681 | 0.5005 | 0.00050681 | 0.0074473 | 0.00050681 | 0.00099925 | 0.00051366 | 0.51698 | 0.021873 | 0.0070628 | 0.0070628 | 0.46928 | 0.46824 | 0 | 0.027315 | 0.51025 | 0.51025 | 0.019684 | 0.0099294 | 0.47823 | 0.0083998 | 0.0087745 | 0.010514 | 0.0076879 | 0.0050681 | 0.0050681 | 0.0050681 | 0.5075 | 0.50775 | 0.5075 | 0.50775 | 0.5075 | 0.015334 | 0.014841 | 0.0090606 | 0.44068 | 0.0069828 | 0.0069828 | 0.36486 | 0.024975 | 0.44721 | 0.065918 | 0.36991 | 0.00050681 | 0.40099 | 0.00050875 | 0.00060375 | 0.00051025 | 0.0005005 | 0.5005 | 0.54659 | 0.072908 | 0.00096312 | 0.51366 | 0.00051698 | 0.010598 | 0.00050688 | 0.00050688 | 0.0069695 | 0.47045 | 0 | 0.020137 | 0.00051025 | 0.00051025 | 0.39148 | 0.0050681 | 0.47823 | 0.6165 | 0.644 | 0.77169 | 0.56425 | 0.505 | 0.505 | 0.505 | 0.5075 | 0.50775 | 0.5075 | 0.50775 | 0.5075 | 0.0069816 | 0.0069781 | 0.665 | 0.5125 | 0.5125 | 0.5125 | 0.5125 | 0.010506 | 0.5525 | 0.033846 | 0.50975 | 0.00050681 | 0.0027875 | 0.00050875 | 0.60375 | 0.00051025 | 0.0005005 | 0.5005 | 0.54659 | 0.00050681 | 0.00099925 | 0.00051366 | 0.010598 | 0.010598 | 0.50688 | 0.00050688 | 0.50688 | 0.50687 | 0 | 0.020137 | 0.013633 | 0.013633 | 0.51 | 0.0050681 | 0.47823 | 0.0083998 | 0.0087745 | 0.010514 | 0.0076879 | 0.505 | 0.505 | 0.0050681 | 0.0077548 | 0.0080133 | 0.0077548 | 0.0080133 | 0.0077548 | 0.0069816 | 0.0069781 | 1 | 0.5125 | 0.5125 | 0.5125 | 0.010506 | 0.010506 | 0.011326 | 0.10301 | 0.29849
9: tether and anchor systems | 0.029771 | 0.067841 | 0.013605 | 0.0054261 | 0.017239 | 0.20339 | 0.00098657 | 0.0034716 | 0.00098657 | 0.091392 | 0.00098657 | 0.00099901 | 0.028776 | 0.034946 | 0.032341 | 0.056333 | 0.028504 | 0.040697 | 0.040697 | 0 | 0.027161 | 0.055539 | 0.055079 | 0.019516 | 0.0098657 | 0.020879 | 0.22838 | 0.28227 | 0.53247 | 0.12599 | 0.0098657 | 0.0098657 | 0.0098657 | 0.014789 | 0.015279 | 0.014789 | 0.015279 | 0.014789 | 0.015154 | 0.014671 | 0.32342 | 0.089371 | 0.024587 | 0.024587 | 0.064239 | 0.024963 | 0.14662 | 0.029771 | 0.067841 | 0.013605 | 0.0054261 | 0.017239 | 0.20339 | 0.00098657 | 0.0039804 | 0.00098657 | 0.091392 | 0.00098657 | 0.00099901 | 0.027271 | 0.041619 | 0.032341 | 0.013385 | 0.013385 | 0.013548 | 0.013548 | 0 | 0.02727 | 0.055539 | 0.055079 | 0.019516 | 0.0098657 | 0.020879 | 0.22838 | 0.28227 | 0.53247 | 0.12599 | 0.0098657 | 0.0098657 | 0.0098657 | 0.029189 | 0.029936 | 0.029189 | 0.029936 | 0.029189 | 0.015281 | 0.014791 | 0.32342 | 0.09153 | 0.024587 | 0.024587 | 0.066501 | 0.024963 | 0.14943 | 0.029771 | 0.067841 | 0.013605 | 0.0054261 | 0.017239 | 0.20339 | 0.00098657 | 0.0034716 | 0.00098657 | 0.091392 | 0.00098657 | 0.00099901 | 0.028776 | 0.034946 | 0.032341 | 0.056333 | 0.028504 | 0.040697 | 0.040697 | 0 | 0.027161 | 0.055539 | 0.055079 | 0.019516 | 0.0098657 | 0.020879 | 0.22838 | 0.28227 | 0.53247 | 0.12599 | 0.0098657 | 0.0098657 | 0.0098657 | 0.014789 | 0.015279 | 0.014789 | 0.015279 | 0.014789 | 0.015154 | 0.014671 | 0.32342 | 0.089371 | 0.024587 | 0.024587 | 0.064239 | 0.024963 | 0.14662 | 0.029771 | 0.067841 | 0.013605 | 0.0054261 | 0.017239 | 0.20339 | 0.00098657 | 0.0039804 | 0.00098657 | 0.091392 | 0.00098657 | 0.00099901 | 0.027271 | 0.041619 | 0.032341 | 0.013385 | 0.013385 | 0.013548 | 0.013548 | 0 | 0.02727 | 0.055539 | 0.055079 | 0.019516 | 0.0098657 | 0.020879 | 0.22838 | 0.28227 | 0.53247 | 0.12599 | 0.0098657 | 0.0098657 | 0.0098657 | 0.029189 | 0.029936 | 0.029189 | 0.029936 | 0.029189 | 0.015281 | 0.014791 | 0.32342 | 0.09153 | 0.024587 | 0.024587 | 0.066501 | 0.024963 | 0.14943 | 0.029771 | 0.067841 | 0.013605 | 0.0054261 | 0.017239 | 0.20339 | 0.00098657 | 0.0034716 | 0.00098657 | 0.091392 | 0.00098657 | 0.00099901 | 0.028779 | 0.034946 | 0.032341 | 0.056333 | 0.028504 | 0.040697 | 0.040697 | 0 | 0.027161 | 0.055539 | 0.055079 | 0.019516 | 0.0098657 | 0.020879 | 0.22838 | 0.28226 | 0.53247 | 0.12599 | 0.0098657 | 0.0098657 | 0.0098657 | 0.014789 | 0.015279 | 0.014789 | 0.015279 | 0.014789 | 0.015154 | 0.014671 | 0.32341 | 0.089371 | 0.024587 | 0.024587 | 0.064239 | 0.024963 | 0.14662 | 0.02975 | 0.068236 | 0.013605 | 0.0054612 | 0.017375 | 0.20599 | 0.00099294 | 0.0039963 | 0.00099294 | 0.092507 | 0.00099294 | 0.000999 | 0.027284 | 0.041625 | 0.032334 | 0.013385 | 0.013385 | 0.013548 | 0.013548 | 0 | 0.02727 | 0.055862 | 0.055399 | 0.019514 | 0.0098657 | 0.020978 | 0.2313 | 0.2859 | 0.5394 | 0.12756 | 0.0099294 | 0.0099294 | 0.0099294 | 0.022841 | 0.023594 | 0.022841 | 0.023594 | 0.022841 | 0.015281 | 0.014791 | 0.32759 | 0.091818 | 0.024821 | 0.024821 | 0.066654 | 0.024963 | 0.14957 | 0.03132 | 0.038604 | 0.013612 | 0.0027875 | 0.0069317 | 0.0082261 | 0.00050681 | 0.0022757 | 0.00050681 | 0.0074473 | 0.00050681 | 0.00099925 | 0.51366 | 0.034483 | 0.032897 | 0.032037 | 0.018784 | 0.026433 | 0.026433 | 0 | 0.027231 | 0.03139 | 0.031143 | 0.019684 | 0.0098657 | 0.013686 | 0.0083998 | 0.0087745 | 0.010514 | 0.0076879 | 0.0050681 | 0.0050681 | 0.0050681 | 0.0069147 | 0.0069181 | 0.0069147 | 0.0069181 | 0.0069147 | 0.015235 | 0.014748 | 0.0090606 | 0.067402 | 0.0069828 | 0.0069828 | 0.052723 | 0.024975 | 0.13614 | 0.03132 | 0.038604 | 0.00050681 | 0.0027875 | 0.0069317 | 0.0082261 | 0.00050681 | 0.5005 | 0.00050681 | 0.0074473 | 0.00050681 | 0.00099925 | 0.00051366 | 0.51698 | 0.021873 | 0.0070628 | 0.0070628 | 0.46928 | 0.46824 | 0 | 0.027315 | 0.51025 | 0.51025 | 0.019684 | 0.0099294 | 0.47823 | 0.0083998 | 0.0087745 | 0.010514 | 0.0076879 | 0.0050681 | 0.0050681 | 0.0050681 | 0.5075 | 0.50775 | 0.5075 | 0.50775 | 0.5075 | 0.015334 | 0.014841 | 0.0090606 | 0.44068 | 0.0069828 | 0.0069828 | 0.36486 | 0.024975 | 0.44721 | 0.065918 | 0.36991 | 0.00050681 | 0.40099 | 0.00050875 | 0.00060375 | 0.00051025 | 0.0005005 | 0.5005 | 0.54659 | 0.072908 | 0.00096312 | 0.51366 | 0.00051698 | 0.010598 | 0.00050688 | 0.00050688 | 0.0069695 | 0.47045 | 0 | 0.020137 | 0.00051025 | 0.00051025 | 0.39148 | 0.0050681 | 0.47823 | 0.6165 | 0.644 | 0.77169 | 0.56425 | 0.505 | 0.505 | 0.505 | 0.5075 | 0.50775 | 0.5075 | 0.50775 | 0.5075 | 0.0069816 | 0.0069781 | 0.665 | 0.5125 | 0.5125 | 0.5125 | 0.5125 | 0.010506 | 0.5525 | 0.033846 | 0.50975 | 0.00050681 | 0.0027875 | 0.00050875 | 0.60375 | 0.00051025 | 0.0005005 | 0.5005 | 0.54659 | 0.00050681 | 0.00099925 | 0.00051366 | 0.010598 | 0.010598 | 0.50688 | 0.00050688 | 0.50688 | 0.50687 | 0 | 0.020137 | 0.010506 | 0.010506 | 0.51 | 0.0050681 | 0.47823 | 0.0083998 | 0.0087745 | 0.010514 | 0.0076879 | 0.505 | 0.505 | 0.0050681 | 0.0077548 | 0.0080133 | 0.0077548 | 0.0080133 | 0.0077548 | 0.0069816 | 0.0069781 | 0.665 | 1 | 0.5125 | 0.5125 | 0.010506 | 0.010506 | 0.011326 | 0.10332 | 0.133
9: cable protection system | 0.029771 | 0.067841 | 0.013605 | 0.0054261 | 0.017239 | 0.20339 | 0.00098657 | 0.0034716 | 0.00098657 | 0.091392 | 0.00098657 | 0.00099901 | 0.028776 | 0.034946 | 0.032341 | 0.056333 | 0.028504 | 0.040697 | 0.040697 | 0 | 0.027161 | 0.055539 | 0.055079 | 0.019516 | 0.0098657 | 0.020879 | 0.22838 | 0.28227 | 0.53247 | 0.12599 | 0.0098657 | 0.0098657 | 0.0098657 | 0.014789 | 0.015279 | 0.014789 | 0.015279 | 0.014789 | 0.015154 | 0.014671 | 0.32342 | 0.089371 | 0.024587 | 0.024587 | 0.064239 | 0.024963 | 0.14662 | 0.029771 | 0.067841 | 0.013605 | 0.0054261 | 0.017239 | 0.20339 | 0.00098657 | 0.0039804 | 0.00098657 | 0.091392 | 0.00098657 | 0.00099901 | 0.027271 | 0.041619 | 0.032341 | 0.013385 | 0.013385 | 0.013548 | 0.013548 | 0 | 0.02727 | 0.055539 | 0.055079 | 0.019516 | 0.0098657 | 0.020879 | 0.22838 | 0.28227 | 0.53247 | 0.12599 | 0.0098657 | 0.0098657 | 0.0098657 | 0.029189 | 0.029936 | 0.029189 | 0.029936 | 0.029189 | 0.015281 | 0.014791 | 0.32342 | 0.09153 | 0.024587 | 0.024587 | 0.066501 | 0.024963 | 0.14943 | 0.029771 | 0.067841 | 0.013605 | 0.0054261 | 0.017239 | 0.20339 | 0.00098657 | 0.0034716 | 0.00098657 | 0.091392 | 0.00098657 | 0.00099901 | 0.028776 | 0.034946 | 0.032341 | 0.056333 | 0.028504 | 0.040697 | 0.040697 | 0 | 0.027161 | 0.055539 | 0.055079 | 0.019516 | 0.0098657 | 0.020879 | 0.22838 | 0.28227 | 0.53247 | 0.12599 | 0.0098657 | 0.0098657 | 0.0098657 | 0.014789 | 0.015279 | 0.014789 | 0.015279 | 0.014789 | 0.015154 | 0.014671 | 0.32342 | 0.089371 | 0.024587 | 0.024587 | 0.064239 | 0.024963 | 0.14662 | 0.029771 | 0.067841 | 0.013605 | 0.0054261 | 0.017239 | 0.20339 | 0.00098657 | 0.0039804 | 0.00098657 | 0.091392 | 0.00098657 | 0.00099901 | 0.027271 | 0.041619 | 0.032341 | 0.013385 | 0.013385 | 0.013548 | 0.013548 | 0 | 0.02727 | 0.055539 | 0.055079 | 0.019516 | 0.0098657 | 0.020879 | 0.22838 | 0.28227 | 0.53247 | 0.12599 | 0.0098657 | 0.0098657 | 0.0098657 | 0.029189 | 0.029936 | 0.029189 | 0.029936 | 0.029189 | 0.015281 | 0.014791 | 0.32342 | 0.09153 | 0.024587 | 0.024587 | 0.066501 | 0.024963 | 0.14943 | 0.029771 | 0.067841 | 0.013605 | 0.0054261 | 0.017239 | 0.20339 | 0.00098657 | 0.0034716 | 0.00098657 | 0.091392 | 0.00098657 | 0.00099901 | 0.028779 | 0.034946 | 0.032341 | 0.056333 | 0.028504 | 0.040697 | 0.040697 | 0 | 0.027161 | 0.055539 | 0.055079 | 0.019516 | 0.0098657 | 0.020879 | 0.22838 | 0.28226 | 0.53247 | 0.12599 | 0.0098657 | 0.0098657 | 0.0098657 | 0.014789 | 0.015279 | 0.014789 | 0.015279 | 0.014789 | 0.015154 | 0.014671 | 0.32341 | 0.089371 | 0.024587 | 0.024587 | 0.064239 | 0.024963 | 0.14662 | 0.02975 | 0.068236 | 0.013605 | 0.0054612 | 0.017375 | 0.20599 | 0.00099294 | 0.0039963 | 0.00099294 | 0.092507 | 0.00099294 | 0.000999 | 0.027284 | 0.041625 | 0.032334 | 0.013385 | 0.013385 | 0.013548 | 0.013548 | 0 | 0.02727 | 0.055862 | 0.055399 | 0.019514 | 0.0098657 | 0.020978 | 0.2313 | 0.2859 | 0.5394 | 0.12756 | 0.0099294 | 0.0099294 | 0.0099294 | 0.022841 | 0.023594 | 0.022841 | 0.023594 | 0.022841 | 0.015281 | 0.014791 | 0.32759 | 0.091818 | 0.024821 | 0.024821 | 0.066654 | 0.024963 | 0.14957 | 0.03132 | 0.038604 | 0.013612 | 0.0027875 | 0.0069317 | 0.0082261 | 0.00050681 | 0.0022757 | 0.00050681 | 0.0074473 | 0.00050681 | 0.00099925 | 0.51366 | 0.034483 | 0.032897 | 0.032037 | 0.018784 | 0.026433 | 0.026433 | 0 | 0.027231 | 0.03139 | 0.031143 | 0.019684 | 0.0098657 | 0.013686 | 0.0083998 | 0.0087745 | 0.010514 | 0.0076879 | 0.0050681 | 0.0050681 | 0.0050681 | 0.0069147 | 0.0069181 | 0.0069147 | 0.0069181 | 0.0069147 | 0.015235 | 0.014748 | 0.0090606 | 0.067402 | 0.0069828 | 0.0069828 | 0.052723 | 0.024975 | 0.13614 | 0.03132 | 0.038604 | 0.00050681 | 0.0027875 | 0.0069317 | 0.0082261 | 0.00050681 | 0.5005 | 0.00050681 | 0.0074473 | 0.00050681 | 0.00099925 | 0.00051366 | 0.51698 | 0.021873 | 0.0070628 | 0.0070628 | 0.46928 | 0.46824 | 0 | 0.027315 | 0.51025 | 0.51025 | 0.019684 | 0.0099294 | 0.47823 | 0.0083998 | 0.0087745 | 0.010514 | 0.0076879 | 0.0050681 | 0.0050681 | 0.0050681 | 0.5075 | 0.50775 | 0.5075 | 0.50775 | 0.5075 | 0.015334 | 0.014841 | 0.0090606 | 0.44068 | 0.0069828 | 0.0069828 | 0.36486 | 0.024975 | 0.44721 | 0.065918 | 0.36991 | 0.00050681 | 0.40099 | 0.00050875 | 0.00060375 | 0.00051025 | 0.0005005 | 0.5005 | 0.54659 | 0.072908 | 0.00096312 | 0.51366 | 0.00051698 | 0.010598 | 0.00050688 | 0.00050688 | 0.0069695 | 0.47045 | 0 | 0.020137 | 0.00051025 | 0.00051025 | 0.39148 | 0.0050681 | 0.47823 | 0.6165 | 0.644 | 0.77169 | 0.56425 | 0.505 | 0.505 | 0.505 | 0.5075 | 0.50775 | 0.5075 | 0.50775 | 0.5075 | 0.0069816 | 0.0069781 | 0.665 | 0.5125 | 0.5125 | 0.5125 | 0.5125 | 0.010506 | 0.5525 | 0.033846 | 0.50975 | 0.00050681 | 0.0027875 | 0.00050875 | 0.60375 | 0.00051025 | 0.0005005 | 0.5005 | 0.54659 | 0.00050681 | 0.00099925 | 0.00051366 | 0.010598 | 0.010598 | 0.50688 | 0.00050688 | 0.50688 | 0.50687 | 0 | 0.020137 | 0.010506 | 0.010506 | 0.51 | 0.0050681 | 0.47823 | 0.0083998 | 0.0087745 | 0.010514 | 0.0076879 | 0.505 | 0.505 | 0.0050681 | 0.0077548 | 0.0080133 | 0.0077548 | 0.0080133 | 0.0077548 | 0.0069816 | 0.0069781 | 0.665 | 0.5125 | 1 | 0.5125 | 0.010506 | 0.010506 | 0.011326 | 0.10332 | 0.066823
9: dynamic cable | 0.029771 | 0.067841 | 0.013605 | 0.0054261 | 0.017239 | 0.20339 | 0.00098657 | 0.0034716 | 0.00098657 | 0.091392 | 0.00098657 | 0.00099901 | 0.027271 | 0.041706 | 0.032341 | 0.013565 | 0.013565 | 0.047247 | 0.040697 | 0 | 0.027268 | 0.055539 | 0.055079 | 0.019516 | 0.0098657 | 0.020879 | 0.22838 | 0.28227 | 0.53247 | 0.12599 | 0.0098657 | 0.0098657 | 0.0098657 | 0.014789 | 0.015279 | 0.014789 | 0.015279 | 0.014789 | 0.015279 | 0.014789 | 0.32342 | 0.091558 | 0.024587 | 0.024587 | 0.06653 | 0.024963 | 0.14946 | 0.029771 | 0.067841 | 0.013605 | 0.0054261 | 0.017239 | 0.20339 | 0.00098657 | 0.0039804 | 0.00098657 | 0.091392 | 0.00098657 | 0.00099901 | 0.027271 | 0.041698 | 0.032341 | 0.013548 | 0.070768 | 0.013548 | 0.013548 | 0 |  | 0.055539 | 0.055079 | 0.019516 | 0.0098657 | 0.020879 | 0.22838 | 0.28227 | 0.53247 | 0.12599 | 0.0098657 | 0.0098657 | 0.0098657 | 0.014789 | 0.015279 | 0.014789 | 0.015279 | 0.014789 | 0.014798 | 0.014336 | 0.32342 | 0.091555 | 0.024587 | 0.024587 | 0.066527 | 0.024963 | 0.14946 | 0.029771 | 0.067841 | 0.013605 | 0.0054261 | 0.017239 | 0.20339 | 0.00098657 | 0.0034716 | 0.00098657 | 0.091392 | 0.00098657 | 0.00099901 | 0.027271 | 0.034946 | 0.032341 | 0.070417 | 0.035999 | 0.047258 | 0.047258 | 0 | 0.027107 | 0.055539 | 0.055079 | 0.019516 | 0.0098657 | 0.020879 | 0.22838 | 0.28227 | 0.53247 | 0.12599 | 0.0098657 | 0.0098657 | 0.0098657 | 0.014789 | 0.015279 | 0.014789 | 0.015279 | 0.014789 | 0.015091 | 0.014612 | 0.32342 | 0.089371 | 0.024587 | 0.024587 | 0.064239 | 0.024963 | 0.14662 | 0.039034 | 0.017866 | 0.013605 | 0.0054261 | 0.033257 | 0.25924 | 0.00098654 | 0.00099901 | 0.00098657 | 0.091392 | 0.0020439 | 0.00099848 | 0.027271 | 0.041232 | 0.032905 | 0.013565 | 0.013565 | 0.027221 | 0.013548 | 0 | 0.027268 | 0.031056 | 0.031056 | 0.019516 | 0.0098657 | 0.027584 | 0.22838 | 0.28227 | 0.53247 | 0.12599 | 0.025475 | 0.025475 | 0.0098657 | 0.035779 | 0.043019 | 0.035779 | 0.036522 | 0.035779 | 0.015279 | 0.014789 | 0.32342 | 0.069506 | 0.024587 | 0.024587 | 0.055028 | 0.041365 | 0.13901 | 0.029771 | 0.067841 | 0.013605 | 0.0054261 | 0.017239 | 0.20339 | 0.00098657 | 0.0039804 | 0.00098657 | 0.091392 | 0.00098657 | 0.00099901 | 0.048125 | 0.041698 | 0.032341 | 0.013548 | 0.048071 | 0.013548 | 0.013548 | 0 | 0.02702 | 0.055539 | 0.055079 | 0.019516 | 0.0098657 | 0.020879 | 0.22838 | 0.28227 | 0.53247 | 0.12599 | 0.0098657 | 0.0098657 | 0.0098657 | 0.014789 | 0.015279 | 0.014789 | 0.015279 | 0.014789 | 0.014989 | 0.014516 | 0.32342 | 0.091555 | 0.024587 | 0.024587 | 0.066527 | 0.024963 | 0.14946 | 0.02977 | 0.067855 | 0.013605 | 0.0054274 | 0.017244 | 0.20349 | 0.0009868 | 0.0039831 | 0.0009868 | 0.091433 | 0.0009868 | 0.00099901 | 0.027271 | 0.047526 | 0.032341 | 0.025636 | 0.013385 | 0.013574 | 0.013574 | 0 | 0.02727 | 0.055551 | 0.055091 | 0.019516 | 0.0098657 | 0.020883 | 0.22848 | 0.2824 | 0.53273 | 0.12605 | 0.009868 | 0.009868 | 0.009868 | 0.028958 | 0.029705 | 0.028958 | 0.029705 | 0.028958 | 0.015281 | 0.014791 | 0.32357 |  | 0.024595 | 0.024595 | 0.068508 | 0.024963 | 0.15192 | 0.02975 | 0.068149 | 0.013605 | 0.0054612 | 0.017375 | 0.20599 | 0.00098973 | 0.0034859 | 0.00099294 | 0.091951 | 0.00099294 | 0.000999 | 0.026983 | 0.041736 | 0.032335 | 0.013609 | 0.013609 | 0.047381 | 0.040884 | 0 | 0.027268 | 0.055794 | 0.055331 | 0.019514 | 0.0098657 | 0.020978 | 0.2313 | 0.2859 | 0.5394 | 0.12756 | 0.0099294 | 0.0099294 | 0.0099294 | 0.014894 | 0.01539 | 0.014894 | 0.01539 | 0.014894 | 0.015279 | 0.014789 | 0.32759 | 0.091793 | 0.024821 | 0.024821 | 0.066659 | 0.024963 | 0.14958 | 0.02975 | 0.13992 | 0.013128 | 0.0054612 | 0.017375 | 0.20599 | 0.03736 | 0.00050688 | 0.00099294 | 0.54659 | 0.00099294 | 0.000999 | 0.00051366 | 0.0071085 | 0.03066 | 0.0069781 | 0.50687 | 0.0069781 | 0.0069781 | 0 | 0.023708 | 0.12858 | 0.12817 | 0.019514 | 0.009868 | 0.020978 | 0.2313 | 0.2859 | 0.5394 | 0.12756 | 0.0099294 | 0.0099294 | 0.0099294 | 0.015651 | 0.50775 | 0.015651 | 0.016164 | 0.5075 | 0.01113 | 0.010883 | 0.32759 | 0.024493 | 0.024821 | 0.024821 | 0.024493 | 0.024963 | 0.10262 | 0.034606 | 0.14052 | 0.00050681 | 0.0057603 | 0.00050875 | 0.00060375 | 0.00051025 | 0.0005005 | 0.0012976 | 0.54659 | 0.0010473 | 0.00099898 | 0.51366 | 0.00051698 | 0.033608 | 0.00050688 | 0.00050688 | 0.013652 |  | 0 | 0.027362 | 0.00051025 | 0.00051025 | 0.062625 | 0.0099294 | 0.011535 | 0.23581 | 0.29135 | 0.54924 | 0.13027 | 0.010695 | 0.010695 | 0.010473 | 0.15851 | 0.16502 | 0.15851 | 0.16377 | 0.15851 | 0.015389 | 0.014893 | 0.34198 | 0.026393 | 0.027023 | 0.027023 | 0.026007 | 0.024736 | 0.10787 | 0.50975 | 0.010659 | 0.00050681 | 0.0027775 | 0.008925 | 0.015094 | 0.00051025 | 0.09951 | 0.000505 | 0.0095654 | 0.00054659 | 0.0005005 | 0.51366 | 0.51698 | 0.010598 | 0.0075156 | 0.0075156 | 0.0069695 | 0.50687 | 0 | 0.50687 | 0.011205 | 0.011205 | 0.01025 | 0.0099294 | 0.0060375 | 0.6165 | 0.644 | 0.77169 | 0.56425 | 0.0054659 | 0.0054659 | 0.000505 | 0.5075 | 0.50775 | 0.5075 | 0.50775 | 0.5075 | 0.0069816 | 0.0069781 | 0.665 | 0.5125 | 0.5125 | 1 | 0.010506 | 0.5125 | 0.011326 | 0.085619 | 0.066823
9: static cable | 0.029771 | 0.067841 | 0.013605 | 0.0054261 | 0.017239 | 0.20339 | 0.00098657 | 0.0034716 | 0.00098657 | 0.091392 | 0.00098657 | 0.00099901 | 0.027271 | 0.041706 | 0.032341 | 0.013565 | 0.013565 | 0.047247 | 0.040697 | 0 | 0.027268 | 0.055539 | 0.055079 | 0.019516 | 0.0098657 | 0.020879 | 0.22838 | 0.28227 | 0.53247 | 0.12599 | 0.0098657 | 0.0098657 | 0.0098657 | 0.014789 | 0.015279 | 0.014789 | 0.015279 | 0.014789 | 0.015279 | 0.014789 | 0.32342 | 0.091558 | 0.024587 | 0.024587 | 0.06653 | 0.024963 | 0.14946 | 0.029771 | 0.067841 | 0.013605 | 0.0054261 | 0.017239 | 0.20339 | 0.00098657 | 0.0039804 | 0.00098657 | 0.091392 | 0.00098657 | 0.00099901 | 0.027271 | 0.041698 | 0.032341 | 0.013548 | 0.070768 | 0.013548 | 0.013548 | 0 |  | 0.055539 | 0.055079 | 0.019516 | 0.0098657 | 0.020879 | 0.22838 | 0.28227 | 0.53247 | 0.12599 | 0.0098657 | 0.0098657 | 0.0098657 | 0.014789 | 0.015279 | 0.014789 | 0.015279 | 0.014789 | 0.014798 | 0.014336 | 0.32342 | 0.091555 | 0.024587 | 0.024587 | 0.066527 | 0.024963 | 0.14946 | 0.029771 | 0.067841 | 0.013605 | 0.0054261 | 0.017239 | 0.20339 | 0.00098657 | 0.0034716 | 0.00098657 | 0.091392 | 0.00098657 | 0.00099901 | 0.027271 | 0.034946 | 0.032341 | 0.070417 | 0.035999 | 0.047258 | 0.047258 | 0 | 0.027107 | 0.055539 | 0.055079 | 0.019516 | 0.0098657 | 0.020879 | 0.22838 | 0.28227 | 0.53247 | 0.12599 | 0.0098657 | 0.0098657 | 0.0098657 | 0.014789 | 0.015279 | 0.014789 | 0.015279 | 0.014789 | 0.015091 | 0.014612 | 0.32342 | 0.089371 | 0.024587 | 0.024587 | 0.064239 | 0.024963 | 0.14662 | 0.039034 | 0.017866 | 0.013605 | 0.0054261 | 0.033257 | 0.25924 | 0.00098654 | 0.00099901 | 0.00098657 | 0.091392 | 0.0020439 | 0.00099848 | 0.027271 | 0.041232 | 0.032905 | 0.013565 | 0.013565 | 0.027221 | 0.013548 | 0 | 0.027268 | 0.031056 | 0.031056 | 0.019516 | 0.0098657 | 0.027584 | 0.22838 | 0.28227 | 0.53247 | 0.12599 | 0.025475 | 0.025475 | 0.0098657 | 0.035779 | 0.043019 | 0.035779 | 0.036522 | 0.035779 | 0.015279 | 0.014789 | 0.32342 | 0.069506 | 0.024587 | 0.024587 | 0.055028 | 0.041365 | 0.13901 | 0.029771 | 0.067841 | 0.013605 | 0.0054261 | 0.017239 | 0.20339 | 0.00098657 | 0.0039804 | 0.00098657 | 0.091392 | 0.00098657 | 0.00099901 | 0.048125 | 0.041698 | 0.032341 | 0.013548 | 0.048071 | 0.013548 | 0.013548 | 0 | 0.02702 | 0.055539 | 0.055079 | 0.019516 | 0.0098657 | 0.020879 | 0.22838 | 0.28227 | 0.53247 | 0.12599 | 0.0098657 | 0.0098657 | 0.0098657 | 0.014789 | 0.015279 | 0.014789 | 0.015279 | 0.014789 | 0.014989 | 0.014516 | 0.32342 | 0.091555 | 0.024587 | 0.024587 | 0.066527 | 0.024963 | 0.14946 | 0.02977 | 0.067855 | 0.013605 | 0.0054274 | 0.017244 | 0.20349 | 0.0009868 | 0.0039831 | 0.0009868 | 0.091433 | 0.0009868 | 0.00099901 | 0.027271 | 0.047526 | 0.032341 | 0.025636 | 0.013385 | 0.013574 | 0.013574 | 0 | 0.02727 | 0.055551 | 0.055091 | 0.019516 | 0.0098657 | 0.020883 | 0.22848 | 0.2824 | 0.53273 | 0.12605 | 0.009868 | 0.009868 | 0.009868 | 0.028958 | 0.029705 | 0.028958 | 0.029705 | 0.028958 | 0.015281 | 0.014791 | 0.32357 |  | 0.024595 | 0.024595 | 0.068508 | 0.024963 | 0.15192 | 0.02975 | 0.068149 | 0.013605 | 0.0054612 | 0.017375 | 0.20599 | 0.00098973 | 0.0034859 | 0.00099294 | 0.091951 | 0.00099294 | 0.000999 | 0.026983 | 0.041736 | 0.032335 | 0.013609 | 0.013609 | 0.047381 | 0.040884 | 0 | 0.027268 | 0.055794 | 0.055331 | 0.019514 | 0.0098657 | 0.020978 | 0.2313 | 0.2859 | 0.5394 | 0.12756 | 0.0099294 | 0.0099294 | 0.0099294 | 0.014894 | 0.01539 | 0.014894 | 0.01539 | 0.014894 | 0.015279 | 0.014789 | 0.32759 | 0.091793 | 0.024821 | 0.024821 | 0.066659 | 0.024963 | 0.14958 | 0.02975 | 0.13992 | 0.013128 | 0.0054612 | 0.017375 | 0.20599 | 0.03736 | 0.00050688 | 0.00099294 | 0.54659 | 0.00099294 | 0.000999 | 0.00051366 | 0.0071085 | 0.03066 | 0.0069781 | 0.50687 | 0.0069781 | 0.0069781 | 0 | 0.023708 | 0.12858 | 0.12817 | 0.019514 | 0.009868 | 0.020978 | 0.2313 | 0.2859 | 0.5394 | 0.12756 | 0.0099294 | 0.0099294 | 0.0099294 | 0.015651 | 0.50775 | 0.015651 | 0.016164 | 0.5075 | 0.01113 | 0.010883 | 0.32759 | 0.024493 | 0.024821 | 0.024821 | 0.024493 | 0.024963 | 0.10262 | 0.034606 | 0.14052 | 0.00050681 | 0.0057603 | 0.00050875 | 0.00060375 | 0.00051025 | 0.0005005 | 0.0012976 | 0.54659 | 0.0010473 | 0.00099898 | 0.51366 | 0.00051698 | 0.033608 | 0.00050688 | 0.00050688 | 0.013652 |  | 0 | 0.027362 | 0.00051025 | 0.00051025 | 0.062625 | 0.0099294 | 0.011535 | 0.23581 | 0.29135 | 0.54924 | 0.13027 | 0.010695 | 0.010695 | 0.010473 | 0.15851 | 0.16502 | 0.15851 | 0.16377 | 0.15851 | 0.015389 | 0.014893 | 0.34198 | 0.026393 | 0.027023 | 0.027023 | 0.026007 | 0.024736 | 0.10787 | 0.50975 | 0.010659 | 0.00050681 | 0.0027775 | 0.008925 | 0.015094 | 0.00051025 | 0.09951 | 0.000505 | 0.0095654 | 0.00054659 | 0.0005005 | 0.51366 | 0.51698 | 0.010598 | 0.0075156 | 0.0075156 | 0.0069695 | 0.50687 | 0 | 0.50687 | 0.011205 | 0.011205 | 0.01025 | 0.0099294 | 0.0060375 | 0.6165 | 0.644 | 0.77169 | 0.56425 | 0.0054659 | 0.0054659 | 0.000505 | 0.5075 | 0.50775 | 0.5075 | 0.50775 | 0.5075 | 0.0069816 | 0.0069781 | 0.665 | 0.5125 | 0.5125 | 0.5125 | 1 | 0.5125 | 0.011326 | 0.086694 | 0.092319
9: terminations | 0.029771 | 0.067841 | 0.013605 | 0.0054261 | 0.017239 | 0.20339 | 0.00098657 | 0.0034716 | 0.00098657 | 0.091392 | 0.00098657 | 0.00099901 | 0.027271 | 0.041706 | 0.032341 | 0.013565 | 0.013565 | 0.047247 | 0.040697 | 0 | 0.027268 | 0.055539 | 0.055079 | 0.019516 | 0.0098657 | 0.020879 | 0.22838 | 0.28227 | 0.53247 | 0.12599 | 0.0098657 | 0.0098657 | 0.0098657 | 0.014789 | 0.015279 | 0.014789 | 0.015279 | 0.014789 | 0.015279 | 0.014789 | 0.32342 | 0.091558 | 0.024587 | 0.024587 | 0.06653 | 0.024963 | 0.14946 | 0.029771 | 0.067841 | 0.013605 | 0.0054261 | 0.017239 | 0.20339 | 0.00098657 | 0.0039804 | 0.00098657 | 0.091392 | 0.00098657 | 0.00099901 | 0.027271 | 0.041698 | 0.032341 | 0.013548 | 0.070768 | 0.013548 | 0.013548 | 0 |  | 0.055539 | 0.055079 | 0.019516 | 0.0098657 | 0.020879 | 0.22838 | 0.28227 | 0.53247 | 0.12599 | 0.0098657 | 0.0098657 | 0.0098657 | 0.014789 | 0.015279 | 0.014789 | 0.015279 | 0.014789 | 0.014798 | 0.014336 | 0.32342 | 0.091555 | 0.024587 | 0.024587 | 0.066527 | 0.024963 | 0.14946 | 0.029771 | 0.067841 | 0.013605 | 0.0054261 | 0.017239 | 0.20339 | 0.00098657 | 0.0034716 | 0.00098657 | 0.091392 | 0.00098657 | 0.00099901 | 0.027271 | 0.034946 | 0.032341 | 0.070417 | 0.035999 | 0.047258 | 0.047258 | 0 | 0.027107 | 0.055539 | 0.055079 | 0.019516 | 0.0098657 | 0.020879 | 0.22838 | 0.28227 | 0.53247 | 0.12599 | 0.0098657 | 0.0098657 | 0.0098657 | 0.014789 | 0.015279 | 0.014789 | 0.015279 | 0.014789 | 0.015091 | 0.014612 | 0.32342 | 0.089371 | 0.024587 | 0.024587 | 0.064239 | 0.024963 | 0.14662 | 0.039034 | 0.017866 | 0.013605 | 0.0054261 | 0.033257 | 0.25924 | 0.00098654 | 0.00099901 | 0.00098657 | 0.091392 | 0.0020439 | 0.00099848 | 0.027271 | 0.041232 | 0.032905 | 0.013565 | 0.013565 | 0.027221 | 0.013548 | 0 | 0.027268 | 0.031056 | 0.031056 | 0.019516 | 0.0098657 | 0.027584 | 0.22838 | 0.28227 | 0.53247 | 0.12599 | 0.025475 | 0.025475 | 0.0098657 | 0.035779 | 0.043019 | 0.035779 | 0.036522 | 0.035779 | 0.015279 | 0.014789 | 0.32342 | 0.069506 | 0.024587 | 0.024587 | 0.055028 | 0.041365 | 0.13901 | 0.029771 | 0.067841 | 0.013605 | 0.0054261 | 0.017239 | 0.20339 | 0.00098657 | 0.0039804 | 0.00098657 | 0.091392 | 0.00098657 | 0.00099901 | 0.048125 | 0.041698 | 0.032341 | 0.013548 | 0.048071 | 0.013548 | 0.013548 | 0 | 0.02702 | 0.055539 | 0.055079 | 0.019516 | 0.0098657 | 0.020879 | 0.22838 | 0.28227 | 0.53247 | 0.12599 | 0.0098657 | 0.0098657 | 0.0098657 | 0.014789 | 0.015279 | 0.014789 | 0.015279 | 0.014789 | 0.014989 | 0.014516 | 0.32342 | 0.091555 | 0.024587 | 0.024587 | 0.066527 | 0.024963 | 0.14946 | 0.02977 | 0.067855 | 0.013605 | 0.0054274 | 0.017244 | 0.20349 | 0.0009868 | 0.0039831 | 0.0009868 | 0.091433 | 0.0009868 | 0.00099901 | 0.027271 | 0.047526 | 0.032341 | 0.025636 | 0.013385 | 0.013574 | 0.013574 | 0 | 0.02727 | 0.055551 | 0.055091 | 0.019516 | 0.0098657 | 0.020883 | 0.22848 | 0.2824 | 0.53273 | 0.12605 | 0.009868 | 0.009868 | 0.009868 | 0.028958 | 0.029705 | 0.028958 | 0.029705 | 0.028958 | 0.015281 | 0.014791 | 0.32357 |  | 0.024595 | 0.024595 | 0.068508 | 0.024963 | 0.15192 | 0.02975 | 0.068149 | 0.013605 | 0.0054612 | 0.017375 | 0.20599 | 0.00098973 | 0.0034859 | 0.00099294 | 0.091951 | 0.00099294 | 0.000999 | 0.026983 | 0.041736 | 0.032335 | 0.013609 | 0.013609 | 0.047381 | 0.040884 | 0 | 0.027268 | 0.055794 | 0.055331 | 0.019514 | 0.0098657 | 0.020978 | 0.2313 | 0.2859 | 0.5394 | 0.12756 | 0.0099294 | 0.0099294 | 0.0099294 | 0.014894 | 0.01539 | 0.014894 | 0.01539 | 0.014894 | 0.015279 | 0.014789 | 0.32759 | 0.091793 | 0.024821 | 0.024821 | 0.066659 | 0.024963 | 0.14958 | 0.02975 | 0.13992 | 0.013128 | 0.0054612 | 0.017375 | 0.20599 | 0.03736 | 0.00050688 | 0.00099294 | 0.54659 | 0.00099294 | 0.000999 | 0.00051366 | 0.0071085 | 0.03066 | 0.0069781 | 0.50687 | 0.0069781 | 0.0069781 | 0 | 0.023708 | 0.12858 | 0.12817 | 0.019514 | 0.009868 | 0.020978 | 0.2313 | 0.2859 | 0.5394 | 0.12756 | 0.0099294 | 0.0099294 | 0.0099294 | 0.015651 | 0.50775 | 0.015651 | 0.016164 | 0.5075 | 0.01113 | 0.010883 | 0.32759 | 0.024493 | 0.024821 | 0.024821 | 0.024493 | 0.024963 | 0.10262 | 0.034606 | 0.14052 | 0.00050681 | 0.0057603 | 0.00050875 | 0.00060375 | 0.00051025 | 0.0005005 | 0.0012976 | 0.54659 | 0.0010473 | 0.00099898 | 0.51366 | 0.00051698 | 0.033608 | 0.00050688 | 0.00050688 | 0.013652 |  | 0 | 0.027362 | 0.00051025 | 0.00051025 | 0.062625 | 0.0099294 | 0.011535 | 0.23581 | 0.29135 | 0.54924 | 0.13027 | 0.010695 | 0.010695 | 0.010473 | 0.15851 | 0.16502 | 0.15851 | 0.16377 | 0.15851 | 0.015389 | 0.014893 | 0.34198 | 0.026393 | 0.027023 | 0.027023 | 0.026007 | 0.024736 | 0.10787 | 0.50975 | 0.010659 | 0.00050681 | 0.0027775 | 0.008925 | 0.015094 | 0.00051025 | 0.09951 | 0.000505 | 0.0095654 | 0.00054659 | 0.0005005 | 0.51366 | 0.51698 | 0.010598 | 0.0075156 | 0.0075156 | 0.0069695 | 0.50687 | 0 | 0.50687 | 0.011205 | 0.011205 | 0.01025 | 0.0099294 | 0.0060375 | 0.6165 | 0.644 | 0.77169 | 0.56425 | 0.0054659 | 0.0054659 | 0.000505 | 0.5075 | 0.50775 | 0.5075 | 0.50775 | 0.5075 | 0.0069816 | 0.0069781 | 0.665 | 0.5125 | 0.5125 | 0.5125 | 0.010506 | 1 | 0.011326 | 0.085619 | 0.060564
9: offshore joints | 0.029771 | 0.067841 | 0.013605 | 0.0054261 | 0.017239 | 0.20339 | 0.00098657 | 0.0034716 | 0.00098657 | 0.091392 | 0.00098657 | 0.00099901 | 0.027271 | 0.041706 | 0.032341 | 0.013565 | 0.013565 | 0.047247 | 0.040697 | 0 | 0.027268 | 0.055539 | 0.055079 | 0.019516 | 0.0098657 | 0.020879 | 0.22838 | 0.28227 | 0.53247 | 0.12599 | 0.0098657 | 0.0098657 | 0.0098657 | 0.014789 | 0.015279 | 0.014789 | 0.015279 | 0.014789 | 0.015279 | 0.014789 | 0.32342 | 0.091558 | 0.024587 | 0.024587 | 0.06653 | 0.024963 | 0.14946 | 0.029771 | 0.067841 | 0.013605 | 0.0054261 | 0.017239 | 0.20339 | 0.00098657 | 0.0039804 | 0.00098657 | 0.091392 | 0.00098657 | 0.00099901 | 0.027271 | 0.041698 | 0.032341 | 0.013548 | 0.070768 | 0.013548 | 0.013548 | 0 |  | 0.055539 | 0.055079 | 0.019516 | 0.0098657 | 0.020879 | 0.22838 | 0.28227 | 0.53247 | 0.12599 | 0.0098657 | 0.0098657 | 0.0098657 | 0.014789 | 0.015279 | 0.014789 | 0.015279 | 0.014789 | 0.014798 | 0.014336 | 0.32342 | 0.091555 | 0.024587 | 0.024587 | 0.066527 | 0.024963 | 0.14946 | 0.029771 | 0.067841 | 0.013605 | 0.0054261 | 0.017239 | 0.20339 | 0.00098657 | 0.0034716 | 0.00098657 | 0.091392 | 0.00098657 | 0.00099901 | 0.027271 | 0.034946 | 0.032341 | 0.070417 | 0.035999 | 0.047258 | 0.047258 | 0 | 0.027107 | 0.055539 | 0.055079 | 0.019516 | 0.0098657 | 0.020879 | 0.22838 | 0.28227 | 0.53247 | 0.12599 | 0.0098657 | 0.0098657 | 0.0098657 | 0.014789 | 0.015279 | 0.014789 | 0.015279 | 0.014789 | 0.015091 | 0.014612 | 0.32342 | 0.089371 | 0.024587 | 0.024587 | 0.064239 | 0.024963 | 0.14662 | 0.039034 | 0.017866 | 0.013605 | 0.0054261 | 0.033257 | 0.25924 | 0.00098654 | 0.00099901 | 0.00098657 | 0.091392 | 0.0020439 | 0.00099848 | 0.027271 | 0.041232 | 0.032905 | 0.013565 | 0.013565 | 0.027221 | 0.013548 | 0 | 0.027268 | 0.031056 | 0.031056 | 0.019516 | 0.0098657 | 0.027584 | 0.22838 | 0.28227 | 0.53247 | 0.12599 | 0.025475 | 0.025475 | 0.0098657 | 0.035779 | 0.043019 | 0.035779 | 0.036522 | 0.035779 | 0.015279 | 0.014789 | 0.32342 | 0.069506 | 0.024587 | 0.024587 | 0.055028 | 0.041365 | 0.13901 | 0.029771 | 0.067841 | 0.013605 | 0.0054261 | 0.017239 | 0.20339 | 0.00098657 | 0.0039804 | 0.00098657 | 0.091392 | 0.00098657 | 0.00099901 | 0.048125 | 0.041698 | 0.032341 | 0.013548 | 0.048071 | 0.013548 | 0.013548 | 0 | 0.02702 | 0.055539 | 0.055079 | 0.019516 | 0.0098657 | 0.020879 | 0.22838 | 0.28227 | 0.53247 | 0.12599 | 0.0098657 | 0.0098657 | 0.0098657 | 0.014789 | 0.015279 | 0.014789 | 0.015279 | 0.014789 | 0.014989 | 0.014516 | 0.32342 | 0.091555 | 0.024587 | 0.024587 | 0.066527 | 0.024963 | 0.14946 | 0.02977 | 0.067855 | 0.013605 | 0.0054274 | 0.017244 | 0.20349 | 0.0009868 | 0.0039831 | 0.0009868 | 0.091433 | 0.0009868 | 0.00099901 | 0.027271 | 0.047526 | 0.032341 | 0.025636 | 0.013385 | 0.013574 | 0.013574 | 0 | 0.02727 | 0.055551 | 0.055091 | 0.019516 | 0.0098657 | 0.020883 | 0.22848 | 0.2824 | 0.53273 | 0.12605 | 0.009868 | 0.009868 | 0.009868 | 0.028958 | 0.029705 | 0.028958 | 0.029705 | 0.028958 | 0.015281 | 0.014791 | 0.32357 | 0.093829 | 0.024595 | 0.024595 | 0.068508 | 0.024963 | 0.15192 | 0.02975 | 0.068149 | 0.013605 | 0.0054612 | 0.017375 | 0.20599 | 0.00098973 | 0.0034859 | 0.00099294 | 0.091951 | 0.00099294 | 0.000999 | 0.026983 | 0.041736 | 0.032335 | 0.013609 | 0.013609 | 0.047381 | 0.040884 | 0 | 0.027268 | 0.055794 | 0.055331 | 0.019514 | 0.0098657 | 0.020978 | 0.2313 | 0.2859 | 0.5394 | 0.12756 | 0.0099294 | 0.0099294 | 0.0099294 | 0.014894 | 0.01539 | 0.014894 | 0.01539 | 0.014894 | 0.015279 | 0.014789 | 0.32759 | 0.091793 | 0.024821 | 0.024821 | 0.066659 | 0.024963 | 0.14958 | 0.02975 | 0.13992 | 0.013128 | 0.0054612 | 0.017375 | 0.20599 | 0.03736 | 0.00050688 | 0.00099294 | 0.54659 | 0.00099294 | 0.000999 | 0.00051366 | 0.0071085 | 0.03066 | 0.0069781 | 0.50687 | 0.0069781 | 0.0069781 | 0 | 0.023708 | 0.12858 | 0.12817 | 0.019514 | 0.009868 | 0.020978 | 0.2313 | 0.2859 | 0.5394 | 0.12756 | 0.0099294 | 0.0099294 | 0.0099294 | 0.015651 | 0.50775 | 0.015651 | 0.016164 | 0.5075 | 0.01113 | 0.010883 | 0.32759 | 0.024493 | 0.024821 | 0.024821 | 0.024493 | 0.024963 | 0.10262 | 0.034606 | 0.14052 | 0.00050681 | 0.0057603 | 0.00050875 | 0.00060375 | 0.00051025 | 0.0005005 | 0.0012976 | 0.54659 | 0.0010473 | 0.00099898 | 0.51366 | 0.00051698 | 0.033608 | 0.00050688 | 0.00050688 | 0.013652 |  | 0 | 0.027362 | 0.00051025 | 0.00051025 | 0.062625 | 0.0099294 | 0.011535 | 0.23581 | 0.29135 | 0.54924 | 0.13027 | 0.010695 | 0.010695 | 0.010473 | 0.15851 | 0.16502 | 0.15851 | 0.16377 | 0.15851 | 0.015389 | 0.014893 | 0.34198 | 0.026393 | 0.027023 | 0.027023 | 0.026007 | 0.024736 | 0.10787 | 0.50975 | 0.010659 | 0.00050681 | 0.0027775 | 0.008925 | 0.063394 | 0.00051025 | 0.09951 | 0.000505 | 0.0095654 | 0.00054659 | 0.0005005 | 0.51366 | 0.51698 | 0.010598 | 0.0075156 | 0.0075156 | 0.0069695 | 0.50687 | 0 | 0.50687 | 0.011205 | 0.011205 | 0.01105 | 0.0099294 | 0.0060375 | 0.6165 | 0.644 | 0.77169 | 0.56425 | 0.0054659 | 0.0054659 | 0.000505 | 0.5075 | 0.50775 | 0.5075 | 0.50775 | 0.5075 | 0.0069816 | 0.0069781 | 0.665 | 0.5125 | 0.5125 | 0.5125 | 0.010506 | 0.5125 | 1 | 0.086812 | 0.16201
| 0.064625 | 0.070739 | 0.012848 | 0.029774 | 0.062143 | 0.22015 | 0.0072553 | 0.023085 | 0.019909 | 0.096112 | 0.011343 | 0.0030174 | 0.078362 | 0.091153 | 0.031663 | 0.058678 | 0.083354 | 0.058757 | 0.084802 | 0.0021277 | 0.06257 | 0.091438 | 0.091153 | 0.065765 | 0.011063 | 0.075684 | 0.21391 | 0.25595 | 0.45116 | 0.13403 | 0.055356 | 0.05435 | 0.029205 | 0.081936 | 0.070922 | 0.081936 | 0.082407 | 0.068665 | 0.014903 | 0.014533 | 0.28948 | 0.12872 | 0.059401 | 0.059401 | 0.087408 | 0.061574 | 0.15809 | 0.07223 | 0.074258 | 0.01165 | 0.045026 | 0.080082 | 0.22431 | 0.0072106 | 0.026113 | 0.036386 | 0.1089 | 0.012931 | 0.0030103 | 0.10226 | 0.10979 | 0.030653 | 0.057548 | 0.081093 | 0.058032 | 0.11274 | 0.0021277 | 0.059599 | 0.10847 | 0.10819 | 0.085585 | 0.010903 | 0.094203 | 0.22493 | 0.26572 | 0.45514 | 0.14742 | 0.078644 | 0.077638 | 0.045001 | 0.11327 | 0.10385 | 0.11327 | 0.11393 | 0.10141 | 0.014547 | 0.014198 | 0.30205 | 0.15145 | 0.080831 | 0.080831 | 0.11013 | 0.073333 | 0.17926 | 0.071662 | 0.07858 | 0.011375 | 0.043435 | 0.085196 | 0.22219 | 0.0091982 | 0.034307 | 0.03106 | 0.12633 | 0.013121 | 0.0030122 | 0.11069 | 0.11959 | 0.030425 | 0.067128 | 0.10348 | 0.063199 | 0.11813 | 0.0021277 | 0.058479 | 0.12002 | 0.11963 | 0.087034 | 0.011008 | 0.10112 | 0.21475 | 0.25306 | 0.43097 | 0.14195 | 0.084061 | 0.083055 | 0.042842 | 0.13459 | 0.13264 | 0.13459 | 0.13522 | 0.13023 | 0.014401 | 0.014061 | 0.29237 | 0.15113 | 0.084093 | 0.084093 | 0.10998 | 0.071464 | 0.1798 | 0.068715 | 0.076575 | 0.011487 | 0.042513 | 0.08702 | 0.21812 | 0.009179 | 0.030038 | 0.030878 | 0.12279 | 0.013189 | 0.0030143 | 0.11566 | 0.11572 | 0.030547 | 0.063227 | 0.10249 | 0.060447 | 0.11631 | 0.0021277 | 0.058502 | 0.11462 | 0.11426 | 0.088124 | 0.011007 | 0.10047 | 0.20637 | 0.24314 | 0.41386 | 0.13651 | 0.083966 | 0.08296 | 0.04117 | 0.13575 | 0.13479 | 0.13575 | 0.13641 | 0.13234 | 0.014427 | 0.014085 | 0.28312 | 0.14692 | 0.084314 | 0.084314 | 0.1069 | 0.07182 | 0.17673 | 0.067361 | 0.075127 | 0.011501 | 0.042571 | 0.082885 | 0.21679 | 0.0080414 | 0.03002 | 0.030654 | 0.10968 | 0.012755 | 0.0030156 | 0.1115 | 0.11586 | 0.030575 | 0.064405 | 0.10075 | 0.060651 | 0.11686 | 0.0021277 | 0.058446 | 0.11335 | 0.11299 | 0.086825 | 0.011007 | 0.096451 | 0.2112 | 0.24914 | 0.42531 | 0.13911 | 0.081216 | 0.08021 | 0.041275 | 0.1336 | 0.13257 | 0.1336 | 0.13429 | 0.13025 | 0.014442 | 0.014099 | 0.28592 | 0.14883 | 0.081452 | 0.081452 | 0.10687 | 0.071179 | 0.17661 | 0.067361 | 0.075127 | 0.011501 | 0.042571 | 0.082885 | 0.21679 | 0.0080414 | 0.030029 | 0.030654 | 0.10968 | 0.012755 | 0.0030156 | 0.11149 | 0.11593 | 0.030575 | 0.063812 | 0.10055 | 0.060132 | 0.11635 | 0.0021277 | 0.058447 | 0.11335 | 0.11299 | 0.086825 | 0.011007 | 0.096451 | 0.2112 | 0.24914 | 0.42531 | 0.13911 | 0.081216 | 0.08021 | 0.041275 | 0.13384 | 0.13281 | 0.13384 | 0.13452 | 0.13048 | 0.014444 | 0.014101 | 0.28592 | 0.14886 | 0.081452 | 0.081452 | 0.10675 | 0.071179 | 0.17631 | 0.068701 | 0.078045 | 0.011514 | 0.042188 | 0.08562 | 0.21454 | 0.0091764 | 0.030047 | 0.030806 | 0.12235 | 0.013192 | 0.0030143 | 0.1168 | 0.11435 | 0.030555 | 0.06324 | 0.10096 | 0.061717 | 0.11553 | 0.0021277 | 0.058444 | 0.11424 | 0.11387 | 0.085515 | 0.011007 | 0.098491 | 0.20444 | 0.24088 | 0.41005 | 0.13522 | 0.083506 | 0.0825 | 0.040883 | 0.13516 | 0.13294 | 0.13516 | 0.1358 | 0.13071 | 0.01444 | 0.014097 | 0.27919 | 0.1467 | 0.081909 | 0.081909 | 0.10628 | 0.070809 | 0.17613 | 0.070627 | 0.081064 | 0.011403 | 0.043109 | 0.083796 | 0.21861 | 0.0091956 | 0.034313 | 0.030988 | 0.12587 | 0.013185 | 0.0030122 | 0.094045 | 0.11926 | 0.030434 | 0.066131 | 0.10118 | 0.068874 | 0.12189 | 0.0021277 | 0.058427 | 0.11964 | 0.11924 | 0.08444 | 0.011008 | 0.10051 | 0.21282 | 0.2508 | 0.42716 | 0.14065 | 0.083837 | 0.08283 | 0.042555 | 0.14386 | 0.15449 | 0.14386 | 0.14449 | 0.15228 | 0.014421 | 0.014079 | 0.28844 | 0.15152 | 0.081688 | 0.081688 | 0.10989 | 0.070467 | 0.17975 | 0.071827 | 0.082141 | 0.011064 | 0.050798 | 0.076927 | 0.21222 | 0.0072081 | 0.023894 | 0.041267 | 0.12909 | 0.013961 | 0.0030108 | 0.11075 | 0.10101 | 0.030427 | 0.04303 | 0.064738 | 0.05126 | 0.12145 | 0.0021277 | 0.059361 | 0.10501 | 0.10474 | 0.092175 | 0.010875 | 0.094381 | 0.2348 | 0.27582 | 0.46624 | 0.15688 | 0.084816 | 0.083809 | 0.052901 | 0.1266 | 0.12992 | 0.1266 | 0.12739 | 0.12752 | 0.014541 | 0.014192 | 0.31116 | 0.15373 | 0.088364 | 0.088364 | 0.11332 | 0.072338 | 0.18184 | 0.065288 | 0.077907 | 0.012263 | 0.035534 | 0.058988 | 0.20806 | 0.0072528 | 0.020961 | 0.024733 | 0.1163 | 0.012431 | 0.0030179 | 0.086843 | 0.082579 | 0.031345 | 0.043654 | 0.065578 | 0.051623 | 0.092713 | 0.0021277 | 0.062319 | 0.088204 | 0.087927 | 0.072433 | 0.011035 | 0.07319 | 0.22376 | 0.26602 | 0.46224 | 0.14347 | 0.061292 | 0.060286 | 0.036825 | 0.095511 | 0.097237 | 0.095511 | 0.096122 | 0.095022 | 0.014908 | 0.014538 | 0.29849 | 0.133 | 0.066823 | 0.066823 | 0.092319 | 0.060564 | 0.16201 | 0.096778 | 0.096746
0.096947
|  | Turbine 0 | Turbine 1 | Turbine 2 | Turbine 3 | Turbine 4 | Turbine 5 | Turbine 6 | Turbine 7 | Turbine 8 | Turbine 9
|  | 0.084153 | 0.097048 | 0.10111 | 0.099232 | 0.09863 | 0.098609 | 0.098426 | 0.069931 | 0.11333 | 0.08795