## 0 offshore joints
| 0: Capsize | 0: Sink | 0: Mooring -cable clashing | 0: Anchor -cable clashing | 0: Change in cable profile | 0: Excessive load on cable | P(0: offshore joints = True) | P(0: offshore joints = False)
0 | 0 | 0 | 0 | 0 | 0 | 0 | 0.5525 | 0.4475
1 | 1 | 0 | 0 | 0 | 0 | 0 | 0.5525 | 0.4475
2 | 0 | 1 | 0 | 0 | 0 | 0 | 0.5525 | 0.4475
3 | 1 | 1 | 0 | 0 | 0 | 0 | 0.5525 | 0.4475
4 | 0 | 0 | 1 | 0 | 0 | 0 | 0.5525 | 0.4475
5 | 1 | 0 | 1 | 0 | 0 | 0 | 0.5525 | 0.4475
6 | 0 | 1 | 1 | 0 | 0 | 0 | 0.5525 | 0.4475
7 | 1 | 1 | 1 | 0 | 0 | 0 | 0.5525 | 0.4475
8 | 0 | 0 | 0 | 1 | 0 | 0 | 0.5525 | 0.4475
9 | 1 | 0 | 0 | 1 | 0 | 0 | 0.5525 | 0.4475
10 | 0 | 1 | 0 | 1 | 0 | 0 | 0.5525 | 0.4475
11 | 1 | 1 | 0 | 1 | 0 | 0 | 0.5525 | 0.4475
12 | 0 | 0 | 1 | 1 | 0 | 0 | 0.5525 | 0.4475
13 | 1 | 0 | 1 | 1 | 0 | 0 | 0.5525 | 0.4475
14 | 0 | 1 | 1 | 1 | 0 | 0 | 0.5525 | 0.4475
15 | 1 | 1 | 1 | 1 | 0 | 0 | 0.5525 | 0.4475
16 | 0 | 0 | 0 | 0 | 1 | 0 | 0.5525 | 0.4475
17 | 1 | 0 | 0 | 0 | 1 | 0 | 0.5525 | 0.4475
18 | 0 | 1 | 0 | 0 | 1 | 0 | 0.5525 | 0.4475
19 | 1 | 1 | 0 | 0 | 1 | 0 | 0.5525 | 0.4475
20 | 0 | 0 | 1 | 0 | 1 | 0 | 0.5525 | 0.4475
21 | 1 | 0 | 1 | 0 | 1 | 0 | 0.5525 | 0.4475
22 | 0 | 1 | 1 | 0 | 1 | 0 | 0.5525 | 0.4475
23 | 1 | 1 | 1 | 0 | 1 | 0 | 0.5525 | 0.4475
24 | 0 | 0 | 0 | 1 | 1 | 0 | 0.5525 | 0.4475
25 | 1 | 0 | 0 | 1 | 1 | 0 | 0.5525 | 0.4475
26 | 0 | 1 | 0 | 1 | 1 | 0 | 0.5525 | 0.4475
27 | 1 | 1 | 0 | 1 | 1 | 0 | 0.5525 | 0.4475
28 | 0 | 0 | 1 | 1 | 1 | 0 | 0.5525 | 0.4475
29 | 1 | 0 | 1 | 1 | 1 | 0 | 0.5525 | 0.4475
30 | 0 | 1 | 1 | 1 | 1 | 0 | 0.5525 | 0.4475
31 | 1 | 1 | 1 | 1 | 1 | 0 | 0.5525 | 0.4475
32 | 0 | 0 | 0 | 0 | 0 | 1 | 0.5525 | 0.4475
33 | 1 | 0 | 0 | 0 | 0 | 1 | 0.5525 | 0.4475
34 | 0 | 1 | 0 | 0 | 0 | 1 | 0.5525 | 0.4475
35 | 1 | 1 | 0 | 0 | 0 | 1 | 0.5525 | 0.4475
36 | 0 | 0 | 1 | 0 | 0 | 1 | 0.5525 | 0.4475
37 | 1 | 0 | 1 | 0 | 0 | 1 | 0.5525 | 0.4475
38 | 0 | 1 | 1 | 0 | 0 | 1 | 0.5525 | 0.4475
39 | 1 | 1 | 1 | 0 | 0 | 1 | 0.5525 | 0.4475
40 | 0 | 0 | 0 | 1 | 0 | 1 | 0.5525 | 0.4475
41 | 1 | 0 | 0 | 1 | 0 | 1 | 0.5525 | 0.4475
42 | 0 | 1 | 0 | 1 | 0 | 1 | 0.5525 | 0.4475
43 | 1 | 1 | 0 | 1 | 0 | 1 | 0.5525 | 0.4475
44 | 0 | 0 | 1 | 1 | 0 | 1 | 0.5525 | 0.4475
45 | 1 | 0 | 1 | 1 | 0 | 1 | 0.5525 | 0.4475
46 | 0 | 1 | 1 | 1 | 0 | 1 | 0.5525 | 0.4475
47 | 1 | 1 | 1 | 1 | 0 | 1 | 0.5525 | 0.4475
48 | 0 | 0 | 0 | 0 | 1 | 1 | 0.5525 | 0.4475
49 | 1 | 0 | 0 | 0 | 1 | 1 | 0.5525 | 0.4475
50 | 0 | 1 | 0 | 0 | 1 | 1 | 0.5525 | 0.4475
51 | 1 | 1 | 0 | 0 | 1 | 1 | 0.5525 | 0.4475
52 | 0 | 0 | 1 | 0 | 1 | 1 | 0.5525 | 0.4475
53 | 1 | 0 | 1 | 0 | 1 | 1 | 0.5525 | 0.4475
54 | 0 | 1 | 1 | 0 | 1 | 1 | 0.5525 | 0.4475
55 | 1 | 1 | 1 | 0 | 1 | 1 | 0.5525 | 0.4475
56 | 0 | 0 | 0 | 1 | 1 | 1 | 0.5525 | 0.4475
57 | 1 | 0 | 0 | 1 | 1 | 1 | 0.5525 | 0.4475
58 | 0 | 1 | 0 | 1 | 1 | 1 | 0.5525 | 0.4475
59 | 1 | 1 | 0 | 1 | 1 | 1 | 0.5525 | 0.4475
60 | 0 | 0 | 1 | 1 | 1 | 1 | 0.5525 | 0.4475
61 | 1 | 0 | 1 | 1 | 1 | 1 | 0.5525 | 0.4475
62 | 0 | 1 | 1 | 1 | 1 | 1 | 0.5525 | 0.4475
63 | 1 | 1 | 1 | 1 | 1 | 1 | 0.10898 | 0.89102

## 0 Capsize
| 0: Vessel or Aircraft Collision | 1: Vessel or Aircraft Collision | 0: Compromised stability | 0: Large hydrostatic offset | 0: Excess dynamics | 0: platform (watertight) | P(0: Capsize = True) | P(0: Capsize = False)
0 | 0 | 0 | 0 | 0 | 0 | 0 | 0.5005 | 0.4995
1 | 1 | 0 | 0 | 0 | 0 | 0 | 0.5005 | 0.4995
2 | 0 | 1 | 0 | 0 | 0 | 0 | 0.5005 | 0.4995
3 | 1 | 1 | 0 | 0 | 0 | 0 | 0.5005 | 0.4995
4 | 0 | 0 | 1 | 0 | 0 | 0 | 0.5005 | 0.4995
5 | 1 | 0 | 1 | 0 | 0 | 0 | 0.5005 | 0.4995
6 | 0 | 1 | 1 | 0 | 0 | 0 | 0.5005 | 0.4995
7 | 1 | 1 | 1 | 0 | 0 | 0 | 0.5005 | 0.4995
8 | 0 | 0 | 0 | 1 | 0 | 0 | 0.5005 | 0.4995
9 | 1 | 0 | 0 | 1 | 0 | 0 | 0.5005 | 0.4995
10 | 0 | 1 | 0 | 1 | 0 | 0 | 0.5005 | 0.4995
11 | 1 | 1 | 0 | 1 | 0 | 0 | 0.5005 | 0.4995
12 | 0 | 0 | 1 | 1 | 0 | 0 | 0.26308 | 0.73692
13 | 1 | 0 | 1 | 1 | 0 | 0 | 0.13449 | 0.86551
14 | 0 | 1 | 1 | 1 | 0 | 0 | 0.13449 | 0.86551
15 | 1 | 1 | 1 | 1 | 0 | 0 | 0.092059 | 0.90794
16 | 0 | 0 | 0 | 0 | 1 | 0 | 0.5005 | 0.4995
17 | 1 | 0 | 0 | 0 | 1 | 0 | 0.5005 | 0.4995
18 | 0 | 1 | 0 | 0 | 1 | 0 | 0.5005 | 0.4995
19 | 1 | 1 | 0 | 0 | 1 | 0 | 0.5005 | 0.4995
20 | 0 | 0 | 1 | 0 | 1 | 0 | 0.5005 | 0.4995
21 | 1 | 0 | 1 | 0 | 1 | 0 | 0.5005 | 0.4995
22 | 0 | 1 | 1 | 0 | 1 | 0 | 0.5005 | 0.4995
23 | 1 | 1 | 1 | 0 | 1 | 0 | 0.5005 | 0.4995
24 | 0 | 0 | 0 | 1 | 1 | 0 | 0.5005 | 0.4995
25 | 1 | 0 | 0 | 1 | 1 | 0 | 0.5005 | 0.4995
26 | 0 | 1 | 0 | 1 | 1 | 0 | 0.5005 | 0.4995
27 | 1 | 1 | 0 | 1 | 1 | 0 | 0.5005 | 0.4995
28 | 0 | 0 | 1 | 1 | 1 | 0 | 0.15104 | 0.84896
29 | 1 | 0 | 1 | 1 | 1 | 0 | 0.099228 | 0.90077
30 | 0 | 1 | 1 | 1 | 1 | 0 | 0.099228 | 0.90077
31 | 1 | 1 | 1 | 1 | 1 | 0 | 0.053211 | 0.94679
32 | 0 | 0 | 0 | 0 | 0 | 1 | 0.5005 | 0.4995
33 | 1 | 0 | 0 | 0 | 0 | 1 | 0.5005 | 0.4995
34 | 0 | 1 | 0 | 0 | 0 | 1 | 0.5005 | 0.4995
35 | 1 | 1 | 0 | 0 | 0 | 1 | 0.5005 | 0.4995
36 | 0 | 0 | 1 | 0 | 0 | 1 | 0.5005 | 0.4995
37 | 1 | 0 | 1 | 0 | 0 | 1 | 0.5005 | 0.4995
38 | 0 | 1 | 1 | 0 | 0 | 1 | 0.5005 | 0.4995
39 | 1 | 1 | 1 | 0 | 0 | 1 | 0.5005 | 0.4995
40 | 0 | 0 | 0 | 1 | 0 | 1 | 0.5005 | 0.4995
41 | 1 | 0 | 0 | 1 | 0 | 1 | 0.5005 | 0.4995
42 | 0 | 1 | 0 | 1 | 0 | 1 | 0.5005 | 0.4995
43 | 1 | 1 | 0 | 1 | 0 | 1 | 0.5005 | 0.4995
44 | 0 | 0 | 1 | 1 | 0 | 1 | 0.13377 | 0.86623
45 | 1 | 0 | 1 | 1 | 0 | 1 | 0.068506 | 0.93149
46 | 0 | 1 | 1 | 1 | 0 | 1 | 0.068506 | 0.93149
47 | 1 | 1 | 1 | 1 | 0 | 1 | 0.0059507 | 0.99405
48 | 0 | 0 | 0 | 0 | 1 | 1 | 0.5005 | 0.4995
49 | 1 | 0 | 0 | 0 | 1 | 1 | 0.5005 | 0.4995
50 | 0 | 1 | 0 | 0 | 1 | 1 | 0.5005 | 0.4995
51 | 1 | 1 | 0 | 0 | 1 | 1 | 0.5005 | 0.4995
52 | 0 | 0 | 1 | 0 | 1 | 1 | 0.5005 | 0.4995
53 | 1 | 0 | 1 | 0 | 1 | 1 | 0.5005 | 0.4995
54 | 0 | 1 | 1 | 0 | 1 | 1 | 0.5005 | 0.4995
55 | 1 | 1 | 1 | 0 | 1 | 1 | 0.5005 | 0.4995
56 | 0 | 0 | 0 | 1 | 1 | 1 | 0.5005 | 0.4995
57 | 1 | 0 | 0 | 1 | 1 | 1 | 0.5005 | 0.4995
58 | 0 | 1 | 0 | 1 | 1 | 1 | 0.5005 | 0.4995
59 | 1 | 1 | 0 | 1 | 1 | 1 | 0.5005 | 0.4995
60 | 0 | 0 | 1 | 1 | 1 | 1 | 0.076904 | 0.9231
61 | 1 | 0 | 1 | 1 | 1 | 1 | 0.039488 | 0.96051
62 | 0 | 1 | 1 | 1 | 1 | 1 | 0.039488 | 0.96051
63 | 1 | 1 | 1 | 1 | 1 | 1 | 0.0010601 | 0.99894

## 0 Sink
| 0: platform (structural) | P(0: Sink = True) | P(0: Sink = False)
0 | 0 | 0.000505 | 0.9995
1 | 1 | 0.000995 | 0.99901

## 0 Mooring -cable clashing
| 0: Drift off station | 0: Change in mooring profile | P(0: Mooring -cable clashing = True) | P(0: Mooring -cable clashing = False)
0 | 0 | 0 | 0.51698 | 0.48302
1 | 1 | 0 | 0.51698 | 0.48302
2 | 0 | 1 | 0.51698 | 0.48302
3 | 1 | 1 | 0.034214 | 0.96579

## 0 Anchor -cable clashing
| 0: Anchor dragging | 0: single anchor | 0: shared anchor | P(0: Anchor -cable clashing = True) | P(0: Anchor -cable clashing = False)
0 | 0 | 0 | 0 | 0.51698 | 0.48302
1 | 1 | 0 | 0 | 0.51698 | 0.48302
2 | 0 | 1 | 0 | 0.51698 | 0.48302
3 | 1 | 1 | 0 | 0.51698 | 0.48302
4 | 0 | 0 | 1 | 0.51698 | 0.48302
5 | 1 | 0 | 1 | 0.51698 | 0.48302
6 | 0 | 1 | 1 | 0.51698 | 0.48302
7 | 1 | 1 | 1 | 0.034486 | 0.96551

## 0 Change in cable profile
| 0: buoyancy modules | 0: tether & anchor systems | 0: cable protection system | 0: dynamic cable | 0: static cable | 0: terminations | P(0: Change in cable profile = True) | P(0: Change in cable profile = False)
0 | 0 | 0 | 0 | 0 | 0 | 0 | 0.51025 | 0.48975
1 | 1 | 0 | 0 | 0 | 0 | 0 | 0.51025 | 0.48975
2 | 0 | 1 | 0 | 0 | 0 | 0 | 0.51025 | 0.48975
3 | 1 | 1 | 0 | 0 | 0 | 0 | 0.51025 | 0.48975
4 | 0 | 0 | 1 | 0 | 0 | 0 | 0.51025 | 0.48975
5 | 1 | 0 | 1 | 0 | 0 | 0 | 0.51025 | 0.48975
6 | 0 | 1 | 1 | 0 | 0 | 0 | 0.51025 | 0.48975
7 | 1 | 1 | 1 | 0 | 0 | 0 | 0.51025 | 0.48975
8 | 0 | 0 | 0 | 1 | 0 | 0 | 0.51025 | 0.48975
9 | 1 | 0 | 0 | 1 | 0 | 0 | 0.51025 | 0.48975
10 | 0 | 1 | 0 | 1 | 0 | 0 | 0.51025 | 0.48975
11 | 1 | 1 | 0 | 1 | 0 | 0 | 0.51025 | 0.48975
12 | 0 | 0 | 1 | 1 | 0 | 0 | 0.51025 | 0.48975
13 | 1 | 0 | 1 | 1 | 0 | 0 | 0.51025 | 0.48975
14 | 0 | 1 | 1 | 1 | 0 | 0 | 0.51025 | 0.48975
15 | 1 | 1 | 1 | 1 | 0 | 0 | 0.51025 | 0.48975
16 | 0 | 0 | 0 | 0 | 1 | 0 | 0.51025 | 0.48975
17 | 1 | 0 | 0 | 0 | 1 | 0 | 0.51025 | 0.48975
18 | 0 | 1 | 0 | 0 | 1 | 0 | 0.51025 | 0.48975
19 | 1 | 1 | 0 | 0 | 1 | 0 | 0.51025 | 0.48975
20 | 0 | 0 | 1 | 0 | 1 | 0 | 0.51025 | 0.48975
21 | 1 | 0 | 1 | 0 | 1 | 0 | 0.51025 | 0.48975
22 | 0 | 1 | 1 | 0 | 1 | 0 | 0.51025 | 0.48975
23 | 1 | 1 | 1 | 0 | 1 | 0 | 0.51025 | 0.48975
24 | 0 | 0 | 0 | 1 | 1 | 0 | 0.51025 | 0.48975
25 | 1 | 0 | 0 | 1 | 1 | 0 | 0.51025 | 0.48975
26 | 0 | 1 | 0 | 1 | 1 | 0 | 0.51025 | 0.48975
27 | 1 | 1 | 0 | 1 | 1 | 0 | 0.51025 | 0.48975
28 | 0 | 0 | 1 | 1 | 1 | 0 | 0.51025 | 0.48975
29 | 1 | 0 | 1 | 1 | 1 | 0 | 0.51025 | 0.48975
30 | 0 | 1 | 1 | 1 | 1 | 0 | 0.51025 | 0.48975
31 | 1 | 1 | 1 | 1 | 1 | 0 | 0.51025 | 0.48975
32 | 0 | 0 | 0 | 0 | 0 | 1 | 0.51025 | 0.48975
33 | 1 | 0 | 0 | 0 | 0 | 1 | 0.51025 | 0.48975
34 | 0 | 1 | 0 | 0 | 0 | 1 | 0.51025 | 0.48975
35 | 1 | 1 | 0 | 0 | 0 | 1 | 0.51025 | 0.48975
36 | 0 | 0 | 1 | 0 | 0 | 1 | 0.51025 | 0.48975
37 | 1 | 0 | 1 | 0 | 0 | 1 | 0.51025 | 0.48975
38 | 0 | 1 | 1 | 0 | 0 | 1 | 0.51025 | 0.48975
39 | 1 | 1 | 1 | 0 | 0 | 1 | 0.51025 | 0.48975
40 | 0 | 0 | 0 | 1 | 0 | 1 | 0.51025 | 0.48975
41 | 1 | 0 | 0 | 1 | 0 | 1 | 0.51025 | 0.48975
42 | 0 | 1 | 0 | 1 | 0 | 1 | 0.51025 | 0.48975
43 | 1 | 1 | 0 | 1 | 0 | 1 | 0.51025 | 0.48975
44 | 0 | 0 | 1 | 1 | 0 | 1 | 0.51025 | 0.48975
45 | 1 | 0 | 1 | 1 | 0 | 1 | 0.51025 | 0.48975
46 | 0 | 1 | 1 | 1 | 0 | 1 | 0.51025 | 0.48975
47 | 1 | 1 | 1 | 1 | 0 | 1 | 0.51025 | 0.48975
48 | 0 | 0 | 0 | 0 | 1 | 1 | 0.51025 | 0.48975
49 | 1 | 0 | 0 | 0 | 1 | 1 | 0.51025 | 0.48975
50 | 0 | 1 | 0 | 0 | 1 | 1 | 0.51025 | 0.48975
51 | 1 | 1 | 0 | 0 | 1 | 1 | 0.51025 | 0.48975
52 | 0 | 0 | 1 | 0 | 1 | 1 | 0.51025 | 0.48975
53 | 1 | 0 | 1 | 0 | 1 | 1 | 0.51025 | 0.48975
54 | 0 | 1 | 1 | 0 | 1 | 1 | 0.51025 | 0.48975
55 | 1 | 1 | 1 | 0 | 1 | 1 | 0.51025 | 0.48975
56 | 0 | 0 | 0 | 1 | 1 | 1 | 0.51025 | 0.48975
57 | 1 | 0 | 0 | 1 | 1 | 1 | 0.51025 | 0.48975
58 | 0 | 1 | 0 | 1 | 1 | 1 | 0.51025 | 0.48975
59 | 1 | 1 | 0 | 1 | 1 | 1 | 0.51025 | 0.48975
60 | 0 | 0 | 1 | 1 | 1 | 1 | 0.51025 | 0.48975
61 | 1 | 0 | 1 | 1 | 1 | 1 | 0.51025 | 0.48975
62 | 0 | 1 | 1 | 1 | 1 | 1 | 0.043327 | 0.95667
63 | 1 | 1 | 1 | 1 | 1 | 1 | 0.026542 | 0.97346

## 0 Excessive load on cable
| P(0: Excessive load on cable = True) | P(0: Excessive load on cable = False)
0 | 0.0205 | 0.9795

## 0 Vessel or Aircraft Collision
| P(0: Vessel or Aircraft Collision = True) | P(0: Vessel or Aircraft Collision = False)
0 | 0.013625 | 0.98638

## 1 Vessel or Aircraft Collision
| 1: Drift off station | P(1: Vessel or Aircraft Collision = True) | P(1: Vessel or Aircraft Collision = False)
0 | 0 | 0.00050681 | 0.99949
1 | 1 | 0.013618 | 0.98638

## 0 Compromised stability
| 0: Mooring line nonfunctional | 0: ballast system failure | P(0: Compromised stability = True) | P(0: Compromised stability = False)
0 | 0 | 0 | 0.099144 | 0.90086
1 | 1 | 0 | 0.050846 | 0.94915
2 | 0 | 1 | 0.037046 | 0.96295
3 | 1 | 1 | 0.0010095 | 0.99899

## 0 Large hydrostatic offset
| P(0: Large hydrostatic offset = True) | P(0: Large hydrostatic offset = False)
0 | 0.001 | 0.999

## 0 Excess dynamics
| 0: Turbine parked | 0: Shared line nonfunctional | 1: Shared line nonfunctional | P(0: Excess dynamics = True) | P(0: Excess dynamics = False)
0 | 0 | 0 | 0 | 0.54659 | 0.45341
1 | 1 | 0 | 0 | 0.54659 | 0.45341
2 | 0 | 1 | 0 | 0.54659 | 0.45341
3 | 1 | 1 | 0 | 0.54659 | 0.45341
4 | 0 | 0 | 1 | 0.54659 | 0.45341
5 | 1 | 0 | 1 | 0.54659 | 0.45341
6 | 0 | 1 | 1 | 0.54659 | 0.45341
7 | 1 | 1 | 1 | 0.094674 | 0.90533

## 0 platform (watertight)
| 0: Falling topside components | 0: Excess mooring loads | P(0: platform (watertight) = True) | P(0: platform (watertight) = False)
0 | 0 | 0 | 0.505 | 0.495
1 | 1 | 0 | 0.36964 | 0.63036
2 | 0 | 1 | 0.505 | 0.495
3 | 1 | 1 | 0.010084 | 0.98992

## 0 platform (structural)
| 0: Increased turbine loads | P(0: platform (structural) = True) | P(0: platform (structural) = False)
0 | 0 | 0.0050975 | 0.9949
1 | 1 | 0.0099025 | 0.9901

## 0 Drift off station
| 1: Excessive load on cable | P(0: Drift off station = True) | P(0: Drift off station = False)
0 | 0 | 0.00051025 | 0.99949
1 | 1 | 0.00098975 | 0.99901

## 0 Change in mooring profile
| 0: Mooring -mooring clashing | 0: chain | 0: synthetic rope | 0: wire rope | 0: connectors | 0: clump weights or floats | 1: shared anchor | P(0: Change in mooring profile = True) | P(0: Change in mooring profile = False)
0 | 0 | 0 | 0 | 0 | 0 | 0 | 0 | 0.50688 | 0.49312
1 | 1 | 0 | 0 | 0 | 0 | 0 | 0 | 0.50688 | 0.49312
2 | 0 | 1 | 0 | 0 | 0 | 0 | 0 | 0.50687 | 0.49312
3 | 1 | 1 | 0 | 0 | 0 | 0 | 0 | 0.50687 | 0.49312
4 | 0 | 0 | 1 | 0 | 0 | 0 | 0 | 0.50688 | 0.49312
5 | 1 | 0 | 1 | 0 | 0 | 0 | 0 | 0.50688 | 0.49312
6 | 0 | 1 | 1 | 0 | 0 | 0 | 0 | 0.50687 | 0.49312
7 | 1 | 1 | 1 | 0 | 0 | 0 | 0 | 0.50687 | 0.49312
8 | 0 | 0 | 0 | 1 | 0 | 0 | 0 | 0.50688 | 0.49312
9 | 1 | 0 | 0 | 1 | 0 | 0 | 0 | 0.50688 | 0.49312
10 | 0 | 1 | 0 | 1 | 0 | 0 | 0 | 0.50687 | 0.49312
11 | 1 | 1 | 0 | 1 | 0 | 0 | 0 | 0.50688 | 0.49312
12 | 0 | 0 | 1 | 1 | 0 | 0 | 0 | 0.50687 | 0.49312
13 | 1 | 0 | 1 | 1 | 0 | 0 | 0 | 0.50688 | 0.49312
14 | 0 | 1 | 1 | 1 | 0 | 0 | 0 | 0.50687 | 0.49312
15 | 1 | 1 | 1 | 1 | 0 | 0 | 0 | 0.50688 | 0.49312
16 | 0 | 0 | 0 | 0 | 1 | 0 | 0 | 0.50688 | 0.49312
17 | 1 | 0 | 0 | 0 | 1 | 0 | 0 | 0.50687 | 0.49312
18 | 0 | 1 | 0 | 0 | 1 | 0 | 0 | 0.50687 | 0.49312
19 | 1 | 1 | 0 | 0 | 1 | 0 | 0 | 0.50687 | 0.49312
20 | 0 | 0 | 1 | 0 | 1 | 0 | 0 | 0.50687 | 0.49312
21 | 1 | 0 | 1 | 0 | 1 | 0 | 0 | 0.50687 | 0.49312
22 | 0 | 1 | 1 | 0 | 1 | 0 | 0 | 0.50687 | 0.49312
23 | 1 | 1 | 1 | 0 | 1 | 0 | 0 | 0.50687 | 0.49312
24 | 0 | 0 | 0 | 1 | 1 | 0 | 0 | 0.50687 | 0.49312
25 | 1 | 0 | 0 | 1 | 1 | 0 | 0 | 0.50688 | 0.49312
26 | 0 | 1 | 0 | 1 | 1 | 0 | 0 | 0.50687 | 0.49312
27 | 1 | 1 | 0 | 1 | 1 | 0 | 0 | 0.50687 | 0.49312
28 | 0 | 0 | 1 | 1 | 1 | 0 | 0 | 0.50688 | 0.49312
29 | 1 | 0 | 1 | 1 | 1 | 0 | 0 | 0.50687 | 0.49312
30 | 0 | 1 | 1 | 1 | 1 | 0 | 0 | 0.50687 | 0.49312
31 | 1 | 1 | 1 | 1 | 1 | 0 | 0 | 0.50687 | 0.49312
32 | 0 | 0 | 0 | 0 | 0 | 1 | 0 | 0.50688 | 0.49312
33 | 1 | 0 | 0 | 0 | 0 | 1 | 0 | 0.50687 | 0.49312
34 | 0 | 1 | 0 | 0 | 0 | 1 | 0 | 0.50687 | 0.49312
35 | 1 | 1 | 0 | 0 | 0 | 1 | 0 | 0.50687 | 0.49312
36 | 0 | 0 | 1 | 0 | 0 | 1 | 0 | 0.50687 | 0.49312
37 | 1 | 0 | 1 | 0 | 0 | 1 | 0 | 0.50688 | 0.49312
38 | 0 | 1 | 1 | 0 | 0 | 1 | 0 | 0.50688 | 0.49312
39 | 1 | 1 | 1 | 0 | 0 | 1 | 0 | 0.50687 | 0.49312
40 | 0 | 0 | 0 | 1 | 0 | 1 | 0 | 0.50687 | 0.49312
41 | 1 | 0 | 0 | 1 | 0 | 1 | 0 | 0.50687 | 0.49312
42 | 0 | 1 | 0 | 1 | 0 | 1 | 0 | 0.50687 | 0.49312
43 | 1 | 1 | 0 | 1 | 0 | 1 | 0 | 0.50687 | 0.49312
44 | 0 | 0 | 1 | 1 | 0 | 1 | 0 | 0.50687 | 0.49312
45 | 1 | 0 | 1 | 1 | 0 | 1 | 0 | 0.50687 | 0.49312
46 | 0 | 1 | 1 | 1 | 0 | 1 | 0 | 0.50688 | 0.49312
47 | 1 | 1 | 1 | 1 | 0 | 1 | 0 | 0.50687 | 0.49312
48 | 0 | 0 | 0 | 0 | 1 | 1 | 0 | 0.50687 | 0.49312
49 | 1 | 0 | 0 | 0 | 1 | 1 | 0 | 0.50688 | 0.49312
50 | 0 | 1 | 0 | 0 | 1 | 1 | 0 | 0.50687 | 0.49312
51 | 1 | 1 | 0 | 0 | 1 | 1 | 0 | 0.50687 | 0.49312
52 | 0 | 0 | 1 | 0 | 1 | 1 | 0 | 0.50688 | 0.49312
53 | 1 | 0 | 1 | 0 | 1 | 1 | 0 | 0.50687 | 0.49312
54 | 0 | 1 | 1 | 0 | 1 | 1 | 0 | 0.50687 | 0.49312
55 | 1 | 1 | 1 | 0 | 1 | 1 | 0 | 0.50687 | 0.49312
56 | 0 | 0 | 0 | 1 | 1 | 1 | 0 | 0.50687 | 0.49312
57 | 1 | 0 | 0 | 1 | 1 | 1 | 0 | 0.50687 | 0.49312
58 | 0 | 1 | 0 | 1 | 1 | 1 | 0 | 0.50687 | 0.49312
59 | 1 | 1 | 0 | 1 | 1 | 1 | 0 | 0.50687 | 0.49312
60 | 0 | 0 | 1 | 1 | 1 | 1 | 0 | 0.50687 | 0.49312
61 | 1 | 0 | 1 | 1 | 1 | 1 | 0 | 0.50687 | 0.49312
62 | 0 | 1 | 1 | 1 | 1 | 1 | 0 | 0.50687 | 0.49312
63 | 1 | 1 | 1 | 1 | 1 | 1 | 0 | 0.48029 | 0.51971
64 | 0 | 0 | 0 | 0 | 0 | 0 | 1 | 0.50688 | 0.49312
65 | 1 | 0 | 0 | 0 | 0 | 0 | 1 | 0.50687 | 0.49312
66 | 0 | 1 | 0 | 0 | 0 | 0 | 1 | 0.50687 | 0.49312
67 | 1 | 1 | 0 | 0 | 0 | 0 | 1 | 0.50687 | 0.49312
68 | 0 | 0 | 1 | 0 | 0 | 0 | 1 | 0.50687 | 0.49312
69 | 1 | 0 | 1 | 0 | 0 | 0 | 1 | 0.50688 | 0.49312
70 | 0 | 1 | 1 | 0 | 0 | 0 | 1 | 0.50688 | 0.49312
71 | 1 | 1 | 1 | 0 | 0 | 0 | 1 | 0.50687 | 0.49312
72 | 0 | 0 | 0 | 1 | 0 | 0 | 1 | 0.50687 | 0.49312
73 | 1 | 0 | 0 | 1 | 0 | 0 | 1 | 0.50687 | 0.49312
74 | 0 | 1 | 0 | 1 | 0 | 0 | 1 | 0.50687 | 0.49312
75 | 1 | 1 | 0 | 1 | 0 | 0 | 1 | 0.50688 | 0.49312
76 | 0 | 0 | 1 | 1 | 0 | 0 | 1 | 0.50687 | 0.49312
77 | 1 | 0 | 1 | 1 | 0 | 0 | 1 | 0.50687 | 0.49312
78 | 0 | 1 | 1 | 1 | 0 | 0 | 1 | 0.50688 | 0.49312
79 | 1 | 1 | 1 | 1 | 0 | 0 | 1 | 0.50687 | 0.49312
80 | 0 | 0 | 0 | 0 | 1 | 0 | 1 | 0.50687 | 0.49312
81 | 1 | 0 | 0 | 0 | 1 | 0 | 1 | 0.50688 | 0.49312
82 | 0 | 1 | 0 | 0 | 1 | 0 | 1 | 0.50687 | 0.49312
83 | 1 | 1 | 0 | 0 | 1 | 0 | 1 | 0.50687 | 0.49312
84 | 0 | 0 | 1 | 0 | 1 | 0 | 1 | 0.50687 | 0.49312
85 | 1 | 0 | 1 | 0 | 1 | 0 | 1 | 0.50687 | 0.49312
86 | 0 | 1 | 1 | 0 | 1 | 0 | 1 | 0.50687 | 0.49312
87 | 1 | 1 | 1 | 0 | 1 | 0 | 1 | 0.50687 | 0.49312
88 | 0 | 0 | 0 | 1 | 1 | 0 | 1 | 0.50687 | 0.49312
89 | 1 | 0 | 0 | 1 | 1 | 0 | 1 | 0.50687 | 0.49312
90 | 0 | 1 | 0 | 1 | 1 | 0 | 1 | 0.50687 | 0.49312
91 | 1 | 1 | 0 | 1 | 1 | 0 | 1 | 0.50687 | 0.49312
92 | 0 | 0 | 1 | 1 | 1 | 0 | 1 | 0.50687 | 0.49312
93 | 1 | 0 | 1 | 1 | 1 | 0 | 1 | 0.50687 | 0.49312
94 | 0 | 1 | 1 | 1 | 1 | 0 | 1 | 0.50687 | 0.49312
95 | 1 | 1 | 1 | 1 | 1 | 0 | 1 | 0.48213 | 0.51787
96 | 0 | 0 | 0 | 0 | 0 | 1 | 1 | 0.50687 | 0.49312
97 | 1 | 0 | 0 | 0 | 0 | 1 | 1 | 0.50687 | 0.49312
98 | 0 | 1 | 0 | 0 | 0 | 1 | 1 | 0.50687 | 0.49312
99 | 1 | 1 | 0 | 0 | 0 | 1 | 1 | 0.50687 | 0.49312
100 | 0 | 0 | 1 | 0 | 0 | 1 | 1 | 0.50687 | 0.49312
101 | 1 | 0 | 1 | 0 | 0 | 1 | 1 | 0.50687 | 0.49312
102 | 0 | 1 | 1 | 0 | 0 | 1 | 1 | 0.50687 | 0.49312
103 | 1 | 1 | 1 | 0 | 0 | 1 | 1 | 0.50687 | 0.49312
104 | 0 | 0 | 0 | 1 | 0 | 1 | 1 | 0.50687 | 0.49312
105 | 1 | 0 | 0 | 1 | 0 | 1 | 1 | 0.50687 | 0.49312
106 | 0 | 1 | 0 | 1 | 0 | 1 | 1 | 0.50687 | 0.49312
107 | 1 | 1 | 0 | 1 | 0 | 1 | 1 | 0.50687 | 0.49312
108 | 0 | 0 | 1 | 1 | 0 | 1 | 1 | 0.50687 | 0.49312
109 | 1 | 0 | 1 | 1 | 0 | 1 | 1 | 0.50687 | 0.49312
110 | 0 | 1 | 1 | 1 | 0 | 1 | 1 | 0.50688 | 0.49312
111 | 1 | 1 | 1 | 1 | 0 | 1 | 1 | 0.46853 | 0.53147
112 | 0 | 0 | 0 | 0 | 1 | 1 | 1 | 0.50687 | 0.49312
113 | 1 | 0 | 0 | 0 | 1 | 1 | 1 | 0.50687 | 0.49312
114 | 0 | 1 | 0 | 0 | 1 | 1 | 1 | 0.50687 | 0.49312
115 | 1 | 1 | 0 | 0 | 1 | 1 | 1 | 0.50687 | 0.49312
116 | 0 | 0 | 1 | 0 | 1 | 1 | 1 | 0.50687 | 0.49312
117 | 1 | 0 | 1 | 0 | 1 | 1 | 1 | 0.50687 | 0.49312
118 | 0 | 1 | 1 | 0 | 1 | 1 | 1 | 0.50688 | 0.49312
119 | 1 | 1 | 1 | 0 | 1 | 1 | 1 | 0.48588 | 0.51412
120 | 0 | 0 | 0 | 1 | 1 | 1 | 1 | 0.50687 | 0.49312
121 | 1 | 0 | 0 | 1 | 1 | 1 | 1 | 0.50687 | 0.49312
122 | 0 | 1 | 0 | 1 | 1 | 1 | 1 | 0.50687 | 0.49312
123 | 1 | 1 | 0 | 1 | 1 | 1 | 1 | 0.47215 | 0.52785
124 | 0 | 0 | 1 | 1 | 1 | 1 | 1 | 0.50687 | 0.49312
125 | 1 | 0 | 1 | 1 | 1 | 1 | 1 | 0.48962 | 0.51038
126 | 0 | 1 | 1 | 1 | 1 | 1 | 1 | 0.27037 | 0.72963
127 | 1 | 1 | 1 | 1 | 1 | 1 | 1 | 0.014273 | 0.98573

## 0 Anchor dragging
| 0: Excess anchor load | P(0: Anchor dragging = True) | P(0: Anchor dragging = False)
0 | 0 | 0.0069695 | 0.99303
1 | 1 | 0.013655 | 0.98634

## 0 single anchor
| P(0: single anchor = True) | P(0: single anchor = False)
0 | 0.0155 | 0.9845

## 0 shared anchor
| P(0: shared anchor = True) | P(0: shared anchor = False)
0 | 0.015 | 0.985

## 0 buoyancy modules
| P(0: buoyancy modules = True) | P(0: buoyancy modules = False)
0 | 0.33 | 0.67

## 0 tether & anchor systems
| P(0: tether & anchor systems = True) | P(0: tether & anchor systems = False)
0 | 0.025 | 0.975

## 0 cable protection system
| P(0: cable protection system = True) | P(0: cable protection system = False)
0 | 0.025 | 0.975

## 0 dynamic cable
| P(0: dynamic cable = True) | P(0: dynamic cable = False)
0 | 0.025 | 0.975

## 0 static cable
| P(0: static cable = True) | P(0: static cable = False)
0 | 0.025 | 0.975

## 0 terminations
| P(0: terminations = True) | P(0: terminations = False)
0 | 0.025 | 0.975

## 1 Drift off station
| 2: Vessel or Aircraft Collision | 1: Mooring line nonfunctional | 2: Shared line nonfunctional | 2: Excessive load on cable | P(1: Drift off station = True) | P(1: Drift off station = False)
0 | 0 | 0 | 0 | 0 | 0.28043 | 0.71957
1 | 1 | 0 | 0 | 0 | 0.14206 | 0.85794
2 | 0 | 1 | 0 | 0 | 0.14337 | 0.85663
3 | 1 | 1 | 0 | 0 | 0.072503 | 0.9275
4 | 0 | 0 | 1 | 0 | 0.14337 | 0.85663
5 | 1 | 0 | 1 | 0 | 0.072752 | 0.92725
6 | 0 | 1 | 1 | 0 | 0.073419 | 0.92658
7 | 1 | 1 | 1 | 0 | 0.025227 | 0.97477
8 | 0 | 0 | 0 | 1 | 0.14481 | 0.85519
9 | 1 | 0 | 0 | 1 | 0.073481 | 0.92652
10 | 0 | 1 | 0 | 1 | 0.074155 | 0.92584
11 | 1 | 1 | 0 | 1 | 0.03762 | 0.96238
12 | 0 | 0 | 1 | 1 | 0.074155 | 0.92584
13 | 1 | 0 | 1 | 1 | 0.037748 | 0.96225
14 | 0 | 1 | 1 | 1 | 0.038092 | 0.96191
15 | 1 | 1 | 1 | 1 | 0.0010193 | 0.99898

## 0 Mooring line nonfunctional
| P(0: Mooring line nonfunctional = True) | P(0: Mooring line nonfunctional = False)
0 | 0.01375 | 0.98625

## 0 ballast system failure
| P(0: ballast system failure = True) | P(0: ballast system failure = False)
0 | 0.01 | 0.99

## 0 Turbine parked
| 0: Incorrect turbine operation | 0: Array cable disconnect | 0: Substation /grid interruption | 0: RNA structural | 0: generator & gearbox | 0: turbine controls | 0: tower structural | P(0: Turbine parked = True) | P(0: Turbine parked = False)
0 | 0 | 0 | 0 | 0 | 0 | 0 | 0 | 0.50875 | 0.49125
1 | 1 | 0 | 0 | 0 | 0 | 0 | 0 | 0.50875 | 0.49125
2 | 0 | 1 | 0 | 0 | 0 | 0 | 0 | 0.50875 | 0.49125
3 | 1 | 1 | 0 | 0 | 0 | 0 | 0 | 0.50875 | 0.49125
4 | 0 | 0 | 1 | 0 | 0 | 0 | 0 | 0.50875 | 0.49125
5 | 1 | 0 | 1 | 0 | 0 | 0 | 0 | 0.50875 | 0.49125
6 | 0 | 1 | 1 | 0 | 0 | 0 | 0 | 0.50875 | 0.49125
7 | 1 | 1 | 1 | 0 | 0 | 0 | 0 | 0.14502 | 0.85498
8 | 0 | 0 | 0 | 1 | 0 | 0 | 0 | 0.50875 | 0.49125
9 | 1 | 0 | 0 | 1 | 0 | 0 | 0 | 0.50875 | 0.49125
10 | 0 | 1 | 0 | 1 | 0 | 0 | 0 | 0.50875 | 0.49125
11 | 1 | 1 | 0 | 1 | 0 | 0 | 0 | 0.50875 | 0.49125
12 | 0 | 0 | 1 | 1 | 0 | 0 | 0 | 0.50875 | 0.49125
13 | 1 | 0 | 1 | 1 | 0 | 0 | 0 | 0.50875 | 0.49125
14 | 0 | 1 | 1 | 1 | 0 | 0 | 0 | 0.50875 | 0.49125
15 | 1 | 1 | 1 | 1 | 0 | 0 | 0 | 0.12272 | 0.87728
16 | 0 | 0 | 0 | 0 | 1 | 0 | 0 | 0.50875 | 0.49125
17 | 1 | 0 | 0 | 0 | 1 | 0 | 0 | 0.50875 | 0.49125
18 | 0 | 1 | 0 | 0 | 1 | 0 | 0 | 0.50875 | 0.49125
19 | 1 | 1 | 0 | 0 | 1 | 0 | 0 | 0.50875 | 0.49125
20 | 0 | 0 | 1 | 0 | 1 | 0 | 0 | 0.50875 | 0.49125
21 | 1 | 0 | 1 | 0 | 1 | 0 | 0 | 0.50875 | 0.49125
22 | 0 | 1 | 1 | 0 | 1 | 0 | 0 | 0.50875 | 0.49125
23 | 1 | 1 | 1 | 0 | 1 | 0 | 0 | 0.12704 | 0.87296
24 | 0 | 0 | 0 | 1 | 1 | 0 | 0 | 0.50875 | 0.49125
25 | 1 | 0 | 0 | 1 | 1 | 0 | 0 | 0.50875 | 0.49125
26 | 0 | 1 | 0 | 1 | 1 | 0 | 0 | 0.50875 | 0.49125
27 | 1 | 1 | 0 | 1 | 1 | 0 | 0 | 0.50875 | 0.49125
28 | 0 | 0 | 1 | 1 | 1 | 0 | 0 | 0.50875 | 0.49125
29 | 1 | 0 | 1 | 1 | 1 | 0 | 0 | 0.50875 | 0.49125
30 | 0 | 1 | 1 | 1 | 1 | 0 | 0 | 0.50875 | 0.49125
31 | 1 | 1 | 1 | 1 | 1 | 0 | 0 | 0.10324 | 0.89676
32 | 0 | 0 | 0 | 0 | 0 | 1 | 0 | 0.50875 | 0.49125
33 | 1 | 0 | 0 | 0 | 0 | 1 | 0 | 0.50875 | 0.49125
34 | 0 | 1 | 0 | 0 | 0 | 1 | 0 | 0.50875 | 0.49125
35 | 1 | 1 | 0 | 0 | 0 | 1 | 0 | 0.50875 | 0.49125
36 | 0 | 0 | 1 | 0 | 0 | 1 | 0 | 0.50875 | 0.49125
37 | 1 | 0 | 1 | 0 | 0 | 1 | 0 | 0.50875 | 0.49125
38 | 0 | 1 | 1 | 0 | 0 | 1 | 0 | 0.50875 | 0.49125
39 | 1 | 1 | 1 | 0 | 0 | 1 | 0 | 0.15313 | 0.84687
40 | 0 | 0 | 0 | 1 | 0 | 1 | 0 | 0.50875 | 0.49125
41 | 1 | 0 | 0 | 1 | 0 | 1 | 0 | 0.50875 | 0.49125
42 | 0 | 1 | 0 | 1 | 0 | 1 | 0 | 0.50875 | 0.49125
43 | 1 | 1 | 0 | 1 | 0 | 1 | 0 | 0.50875 | 0.49125
44 | 0 | 0 | 1 | 1 | 0 | 1 | 0 | 0.50875 | 0.49125
45 | 1 | 0 | 1 | 1 | 0 | 1 | 0 | 0.50875 | 0.49125
46 | 0 | 1 | 1 | 1 | 0 | 1 | 0 | 0.50875 | 0.49125
47 | 1 | 1 | 1 | 1 | 0 | 1 | 0 | 0.12378 | 0.87622
48 | 0 | 0 | 0 | 0 | 1 | 1 | 0 | 0.50875 | 0.49125
49 | 1 | 0 | 0 | 0 | 1 | 1 | 0 | 0.50875 | 0.49125
50 | 0 | 1 | 0 | 0 | 1 | 1 | 0 | 0.50875 | 0.49125
51 | 1 | 1 | 0 | 0 | 1 | 1 | 0 | 0.50875 | 0.49125
52 | 0 | 0 | 1 | 0 | 1 | 1 | 0 | 0.50875 | 0.49125
53 | 1 | 0 | 1 | 0 | 1 | 1 | 0 | 0.50875 | 0.49125
54 | 0 | 1 | 1 | 0 | 1 | 1 | 0 | 0.50875 | 0.49125
55 | 1 | 1 | 1 | 0 | 1 | 1 | 0 | 0.12792 | 0.87208
56 | 0 | 0 | 0 | 1 | 1 | 1 | 0 | 0.50875 | 0.49125
57 | 1 | 0 | 0 | 1 | 1 | 1 | 0 | 0.50875 | 0.49125
58 | 0 | 1 | 0 | 1 | 1 | 1 | 0 | 0.50875 | 0.49125
59 | 1 | 1 | 0 | 1 | 1 | 1 | 0 | 0.50875 | 0.49125
60 | 0 | 0 | 1 | 1 | 1 | 1 | 0 | 0.50875 | 0.49125
61 | 1 | 0 | 1 | 1 | 1 | 1 | 0 | 0.50875 | 0.49125
62 | 0 | 1 | 1 | 1 | 1 | 1 | 0 | 0.50875 | 0.49125
63 | 1 | 1 | 1 | 1 | 1 | 1 | 0 | 0.10809 | 0.89191
64 | 0 | 0 | 0 | 0 | 0 | 0 | 1 | 0.50875 | 0.49125
65 | 1 | 0 | 0 | 0 | 0 | 0 | 1 | 0.50875 | 0.49125
66 | 0 | 1 | 0 | 0 | 0 | 0 | 1 | 0.50875 | 0.49125
67 | 1 | 1 | 0 | 0 | 0 | 0 | 1 | 0.50875 | 0.49125
68 | 0 | 0 | 1 | 0 | 0 | 0 | 1 | 0.50875 | 0.49125
69 | 1 | 0 | 1 | 0 | 0 | 0 | 1 | 0.50875 | 0.49125
70 | 0 | 1 | 1 | 0 | 0 | 0 | 1 | 0.50875 | 0.49125
71 | 1 | 1 | 1 | 0 | 0 | 0 | 1 | 0.090918 | 0.90908
72 | 0 | 0 | 0 | 1 | 0 | 0 | 1 | 0.50875 | 0.49125
73 | 1 | 0 | 0 | 1 | 0 | 0 | 1 | 0.50875 | 0.49125
74 | 0 | 1 | 0 | 1 | 0 | 0 | 1 | 0.50875 | 0.49125
75 | 1 | 1 | 0 | 1 | 0 | 0 | 1 | 0.50875 | 0.49125
76 | 0 | 0 | 1 | 1 | 0 | 0 | 1 | 0.50875 | 0.49125
77 | 1 | 0 | 1 | 1 | 0 | 0 | 1 | 0.50875 | 0.49125
78 | 0 | 1 | 1 | 1 | 0 | 0 | 1 | 0.50875 | 0.49125
79 | 1 | 1 | 1 | 1 | 0 | 0 | 1 | 0.05673 | 0.94327
80 | 0 | 0 | 0 | 0 | 1 | 0 | 1 | 0.50875 | 0.49125
81 | 1 | 0 | 0 | 0 | 1 | 0 | 1 | 0.50875 | 0.49125
82 | 0 | 1 | 0 | 0 | 1 | 0 | 1 | 0.50875 | 0.49125
83 | 1 | 1 | 0 | 0 | 1 | 0 | 1 | 0.50875 | 0.49125
84 | 0 | 0 | 1 | 0 | 1 | 0 | 1 | 0.50875 | 0.49125
85 | 1 | 0 | 1 | 0 | 1 | 0 | 1 | 0.50875 | 0.49125
86 | 0 | 1 | 1 | 0 | 1 | 0 | 1 | 0.50875 | 0.49125
87 | 1 | 1 | 1 | 0 | 1 | 0 | 1 | 0.070568 | 0.92943
88 | 0 | 0 | 0 | 1 | 1 | 0 | 1 | 0.50875 | 0.49125
89 | 1 | 0 | 0 | 1 | 1 | 0 | 1 | 0.50875 | 0.49125
90 | 0 | 1 | 0 | 1 | 1 | 0 | 1 | 0.50875 | 0.49125
91 | 1 | 1 | 0 | 1 | 1 | 0 | 1 | 0.50875 | 0.49125
92 | 0 | 0 | 1 | 1 | 1 | 0 | 1 | 0.50875 | 0.49125
93 | 1 | 0 | 1 | 1 | 1 | 0 | 1 | 0.50875 | 0.49125
94 | 0 | 1 | 1 | 1 | 1 | 0 | 1 | 0.50875 | 0.49125
95 | 1 | 1 | 1 | 1 | 1 | 0 | 1 | 0.029938 | 0.97006
96 | 0 | 0 | 0 | 0 | 0 | 1 | 1 | 0.50875 | 0.49125
97 | 1 | 0 | 0 | 0 | 0 | 1 | 1 | 0.50875 | 0.49125
98 | 0 | 1 | 0 | 0 | 0 | 1 | 1 | 0.50875 | 0.49125
99 | 1 | 1 | 0 | 0 | 0 | 1 | 1 | 0.50875 | 0.49125
100 | 0 | 0 | 1 | 0 | 0 | 1 | 1 | 0.50875 | 0.49125
101 | 1 | 0 | 1 | 0 | 0 | 1 | 1 | 0.50875 | 0.49125
102 | 0 | 1 | 1 | 0 | 0 | 1 | 1 | 0.50875 | 0.49125
103 | 1 | 1 | 1 | 0 | 0 | 1 | 1 | 0.095811 | 0.90419
104 | 0 | 0 | 0 | 1 | 0 | 1 | 1 | 0.50875 | 0.49125
105 | 1 | 0 | 0 | 1 | 0 | 1 | 1 | 0.50875 | 0.49125
106 | 0 | 1 | 0 | 1 | 0 | 1 | 1 | 0.50875 | 0.49125
107 | 1 | 1 | 0 | 1 | 0 | 1 | 1 | 0.50875 | 0.49125
108 | 0 | 0 | 1 | 1 | 0 | 1 | 1 | 0.50875 | 0.49125
109 | 1 | 0 | 1 | 1 | 0 | 1 | 1 | 0.50875 | 0.49125
110 | 0 | 1 | 1 | 1 | 0 | 1 | 1 | 0.50875 | 0.49125
111 | 1 | 1 | 1 | 1 | 0 | 1 | 1 | 0.059588 | 0.94041
112 | 0 | 0 | 0 | 0 | 1 | 1 | 1 | 0.50875 | 0.49125
113 | 1 | 0 | 0 | 0 | 1 | 1 | 1 | 0.50875 | 0.49125
114 | 0 | 1 | 0 | 0 | 1 | 1 | 1 | 0.50875 | 0.49125
115 | 1 | 1 | 0 | 0 | 1 | 1 | 1 | 0.50875 | 0.49125
116 | 0 | 0 | 1 | 0 | 1 | 1 | 1 | 0.50875 | 0.49125
117 | 1 | 0 | 1 | 0 | 1 | 1 | 1 | 0.50875 | 0.49125
118 | 0 | 1 | 1 | 0 | 1 | 1 | 1 | 0.50875 | 0.49125
119 | 1 | 1 | 1 | 0 | 1 | 1 | 1 | 0.074249 | 0.92575
120 | 0 | 0 | 0 | 1 | 1 | 1 | 1 | 0.50875 | 0.49125
121 | 1 | 0 | 0 | 1 | 1 | 1 | 1 | 0.50875 | 0.49125
122 | 0 | 1 | 0 | 1 | 1 | 1 | 1 | 0.50875 | 0.49125
123 | 1 | 1 | 0 | 1 | 1 | 1 | 1 | 0.50875 | 0.49125
124 | 0 | 0 | 1 | 1 | 1 | 1 | 1 | 0.50875 | 0.49125
125 | 1 | 0 | 1 | 1 | 1 | 1 | 1 | 0.50875 | 0.49125
126 | 0 | 1 | 1 | 1 | 1 | 1 | 1 | 0.50875 | 0.49125
127 | 1 | 1 | 1 | 1 | 1 | 1 | 1 | 0.033964 | 0.96604

## 0 Shared line nonfunctional
| P(0: Shared line nonfunctional = True) | P(0: Shared line nonfunctional = False)
0 | 0.01375 | 0.98625

## 1 Shared line nonfunctional
| 1: chain | 1: synthetic rope | 1: wire rope | 1: connectors | 1: single anchor | 2: shared anchor | P(1: Shared line nonfunctional = True) | P(1: Shared line nonfunctional = False)
0 | 0 | 0 | 0 | 0 | 0 | 0 | 0.50687 | 0.49312
1 | 1 | 0 | 0 | 0 | 0 | 0 | 0.50687 | 0.49312
2 | 0 | 1 | 0 | 0 | 0 | 0 | 0.50687 | 0.49312
3 | 1 | 1 | 0 | 0 | 0 | 0 | 0.50688 | 0.49312
4 | 0 | 0 | 1 | 0 | 0 | 0 | 0.50688 | 0.49312
5 | 1 | 0 | 1 | 0 | 0 | 0 | 0.50687 | 0.49312
6 | 0 | 1 | 1 | 0 | 0 | 0 | 0.50688 | 0.49312
7 | 1 | 1 | 1 | 0 | 0 | 0 | 0.50687 | 0.49312
8 | 0 | 0 | 0 | 1 | 0 | 0 | 0.50687 | 0.49312
9 | 1 | 0 | 0 | 1 | 0 | 0 | 0.50687 | 0.49312
10 | 0 | 1 | 0 | 1 | 0 | 0 | 0.50687 | 0.49312
11 | 1 | 1 | 0 | 1 | 0 | 0 | 0.50687 | 0.49312
12 | 0 | 0 | 1 | 1 | 0 | 0 | 0.50688 | 0.49312
13 | 1 | 0 | 1 | 1 | 0 | 0 | 0.50687 | 0.49312
14 | 0 | 1 | 1 | 1 | 0 | 0 | 0.50687 | 0.49312
15 | 1 | 1 | 1 | 1 | 0 | 0 | 0.50687 | 0.49312
16 | 0 | 0 | 0 | 0 | 1 | 0 | 0.50687 | 0.49312
17 | 1 | 0 | 0 | 0 | 1 | 0 | 0.50687 | 0.49312
18 | 0 | 1 | 0 | 0 | 1 | 0 | 0.50687 | 0.49312
19 | 1 | 1 | 0 | 0 | 1 | 0 | 0.50687 | 0.49312
20 | 0 | 0 | 1 | 0 | 1 | 0 | 0.50688 | 0.49312
21 | 1 | 0 | 1 | 0 | 1 | 0 | 0.50687 | 0.49312
22 | 0 | 1 | 1 | 0 | 1 | 0 | 0.50687 | 0.49312
23 | 1 | 1 | 1 | 0 | 1 | 0 | 0.50687 | 0.49312
24 | 0 | 0 | 0 | 1 | 1 | 0 | 0.50687 | 0.49312
25 | 1 | 0 | 0 | 1 | 1 | 0 | 0.50688 | 0.49312
26 | 0 | 1 | 0 | 1 | 1 | 0 | 0.50687 | 0.49312
27 | 1 | 1 | 0 | 1 | 1 | 0 | 0.50687 | 0.49312
28 | 0 | 0 | 1 | 1 | 1 | 0 | 0.50687 | 0.49312
29 | 1 | 0 | 1 | 1 | 1 | 0 | 0.50687 | 0.49312
30 | 0 | 1 | 1 | 1 | 1 | 0 | 0.50687 | 0.49312
31 | 1 | 1 | 1 | 1 | 1 | 0 | 0.4758 | 0.5242
32 | 0 | 0 | 0 | 0 | 0 | 1 | 0.50688 | 0.49312
33 | 1 | 0 | 0 | 0 | 0 | 1 | 0.50688 | 0.49312
34 | 0 | 1 | 0 | 0 | 0 | 1 | 0.50687 | 0.49312
35 | 1 | 1 | 0 | 0 | 0 | 1 | 0.50687 | 0.49312
36 | 0 | 0 | 1 | 0 | 0 | 1 | 0.50688 | 0.49312
37 | 1 | 0 | 1 | 0 | 0 | 1 | 0.50687 | 0.49312
38 | 0 | 1 | 1 | 0 | 0 | 1 | 0.50688 | 0.49312
39 | 1 | 1 | 1 | 0 | 0 | 1 | 0.50687 | 0.49312
40 | 0 | 0 | 0 | 1 | 0 | 1 | 0.50687 | 0.49312
41 | 1 | 0 | 0 | 1 | 0 | 1 | 0.50688 | 0.49312
42 | 0 | 1 | 0 | 1 | 0 | 1 | 0.50687 | 0.49312
43 | 1 | 1 | 0 | 1 | 0 | 1 | 0.50687 | 0.49312
44 | 0 | 0 | 1 | 1 | 0 | 1 | 0.50688 | 0.49312
45 | 1 | 0 | 1 | 1 | 0 | 1 | 0.50687 | 0.49312
46 | 0 | 1 | 1 | 1 | 0 | 1 | 0.50688 | 0.49312
47 | 1 | 1 | 1 | 1 | 0 | 1 | 0.46237 | 0.53763
48 | 0 | 0 | 0 | 0 | 1 | 1 | 0.50687 | 0.49312
49 | 1 | 0 | 0 | 0 | 1 | 1 | 0.50688 | 0.49312
50 | 0 | 1 | 0 | 0 | 1 | 1 | 0.50687 | 0.49312
51 | 1 | 1 | 0 | 0 | 1 | 1 | 0.50687 | 0.49312
52 | 0 | 0 | 1 | 0 | 1 | 1 | 0.50688 | 0.49312
53 | 1 | 0 | 1 | 0 | 1 | 1 | 0.50687 | 0.49312
54 | 0 | 1 | 1 | 0 | 1 | 1 | 0.50688 | 0.49312
55 | 1 | 1 | 1 | 0 | 1 | 1 | 0.46417 | 0.53583
56 | 0 | 0 | 0 | 1 | 1 | 1 | 0.50687 | 0.49312
57 | 1 | 0 | 0 | 1 | 1 | 1 | 0.50687 | 0.49312
58 | 0 | 1 | 0 | 1 | 1 | 1 | 0.50687 | 0.49312
59 | 1 | 1 | 0 | 1 | 1 | 1 | 0.48134 | 0.51866
60 | 0 | 0 | 1 | 1 | 1 | 1 | 0.50688 | 0.49312
61 | 1 | 0 | 1 | 1 | 1 | 1 | 0.46767 | 0.53233
62 | 0 | 1 | 1 | 1 | 1 | 1 | 0.48315 | 0.51685
63 | 1 | 1 | 1 | 1 | 1 | 1 | 0.01413 | 0.98587

## 0 Falling topside components
| P(0: Falling topside components = True) | P(0: Falling topside components = False)
0 | 0.0055 | 0.9945

## 0 Excess mooring loads
| P(0: Excess mooring loads = True) | P(0: Excess mooring loads = False)
0 | 0.01375 | 0.98625

## 0 Increased turbine loads
| P(0: Increased turbine loads = True) | P(0: Increased turbine loads = False)
0 | 0.0195 | 0.9805

## 1 Excessive load on cable
| 1: Excess dynamics | 1: Sink | 1: Mooring -cable clashing | 1: Anchor -cable clashing | 1: Change in cable profile | 1: buoyancy modules | 1: tether & anchor systems | 1: cable protection system | P(1: Excessive load on cable = True) | P(1: Excessive load on cable = False)
0 | 0 | 0 | 0 | 0 | 0 | 0 | 0 | 0 | 0.51025 | 0.48975
1 | 1 | 0 | 0 | 0 | 0 | 0 | 0 | 0 | 0.51025 | 0.48975
2 | 0 | 1 | 0 | 0 | 0 | 0 | 0 | 0 | 0.51025 | 0.48975
3 | 1 | 1 | 0 | 0 | 0 | 0 | 0 | 0 | 0.51025 | 0.48975
4 | 0 | 0 | 1 | 0 | 0 | 0 | 0 | 0 | 0.51025 | 0.48975
5 | 1 | 0 | 1 | 0 | 0 | 0 | 0 | 0 | 0.51025 | 0.48975
6 | 0 | 1 | 1 | 0 | 0 | 0 | 0 | 0 | 0.51025 | 0.48975
7 | 1 | 1 | 1 | 0 | 0 | 0 | 0 | 0 | 0.51025 | 0.48975
8 | 0 | 0 | 0 | 1 | 0 | 0 | 0 | 0 | 0.51025 | 0.48975
9 | 1 | 0 | 0 | 1 | 0 | 0 | 0 | 0 | 0.51025 | 0.48975
10 | 0 | 1 | 0 | 1 | 0 | 0 | 0 | 0 | 0.51025 | 0.48975
11 | 1 | 1 | 0 | 1 | 0 | 0 | 0 | 0 | 0.51025 | 0.48975
12 | 0 | 0 | 1 | 1 | 0 | 0 | 0 | 0 | 0.51025 | 0.48975
13 | 1 | 0 | 1 | 1 | 0 | 0 | 0 | 0 | 0.51025 | 0.48975
14 | 0 | 1 | 1 | 1 | 0 | 0 | 0 | 0 | 0.51025 | 0.48975
15 | 1 | 1 | 1 | 1 | 0 | 0 | 0 | 0 | 0.51025 | 0.48975
16 | 0 | 0 | 0 | 0 | 1 | 0 | 0 | 0 | 0.51025 | 0.48975
17 | 1 | 0 | 0 | 0 | 1 | 0 | 0 | 0 | 0.51025 | 0.48975
18 | 0 | 1 | 0 | 0 | 1 | 0 | 0 | 0 | 0.51025 | 0.48975
19 | 1 | 1 | 0 | 0 | 1 | 0 | 0 | 0 | 0.51025 | 0.48975
20 | 0 | 0 | 1 | 0 | 1 | 0 | 0 | 0 | 0.51025 | 0.48975
21 | 1 | 0 | 1 | 0 | 1 | 0 | 0 | 0 | 0.51025 | 0.48975
22 | 0 | 1 | 1 | 0 | 1 | 0 | 0 | 0 | 0.51025 | 0.48975
23 | 1 | 1 | 1 | 0 | 1 | 0 | 0 | 0 | 0.51025 | 0.48975
24 | 0 | 0 | 0 | 1 | 1 | 0 | 0 | 0 | 0.51025 | 0.48975
25 | 1 | 0 | 0 | 1 | 1 | 0 | 0 | 0 | 0.51025 | 0.48975
26 | 0 | 1 | 0 | 1 | 1 | 0 | 0 | 0 | 0.51025 | 0.48975
27 | 1 | 1 | 0 | 1 | 1 | 0 | 0 | 0 | 0.51025 | 0.48975
28 | 0 | 0 | 1 | 1 | 1 | 0 | 0 | 0 | 0.51025 | 0.48975
29 | 1 | 0 | 1 | 1 | 1 | 0 | 0 | 0 | 0.51025 | 0.48975
30 | 0 | 1 | 1 | 1 | 1 | 0 | 0 | 0 | 0.51025 | 0.48975
31 | 1 | 1 | 1 | 1 | 1 | 0 | 0 | 0 | 0.51025 | 0.48975
32 | 0 | 0 | 0 | 0 | 0 | 1 | 0 | 0 | 0.51025 | 0.48975
33 | 1 | 0 | 0 | 0 | 0 | 1 | 0 | 0 | 0.51025 | 0.48975
34 | 0 | 1 | 0 | 0 | 0 | 1 | 0 | 0 | 0.51025 | 0.48975
35 | 1 | 1 | 0 | 0 | 0 | 1 | 0 | 0 | 0.51025 | 0.48975
36 | 0 | 0 | 1 | 0 | 0 | 1 | 0 | 0 | 0.51025 | 0.48975
37 | 1 | 0 | 1 | 0 | 0 | 1 | 0 | 0 | 0.51025 | 0.48975
38 | 0 | 1 | 1 | 0 | 0 | 1 | 0 | 0 | 0.51025 | 0.48975
39 | 1 | 1 | 1 | 0 | 0 | 1 | 0 | 0 | 0.51025 | 0.48975
40 | 0 | 0 | 0 | 1 | 0 | 1 | 0 | 0 | 0.51025 | 0.48975
41 | 1 | 0 | 0 | 1 | 0 | 1 | 0 | 0 | 0.51025 | 0.48975
42 | 0 | 1 | 0 | 1 | 0 | 1 | 0 | 0 | 0.51025 | 0.48975
43 | 1 | 1 | 0 | 1 | 0 | 1 | 0 | 0 | 0.51025 | 0.48975
44 | 0 | 0 | 1 | 1 | 0 | 1 | 0 | 0 | 0.51025 | 0.48975
45 | 1 | 0 | 1 | 1 | 0 | 1 | 0 | 0 | 0.51025 | 0.48975
46 | 0 | 1 | 1 | 1 | 0 | 1 | 0 | 0 | 0.51025 | 0.48975
47 | 1 | 1 | 1 | 1 | 0 | 1 | 0 | 0 | 0.51025 | 0.48975
48 | 0 | 0 | 0 | 0 | 1 | 1 | 0 | 0 | 0.51025 | 0.48975
49 | 1 | 0 | 0 | 0 | 1 | 1 | 0 | 0 | 0.51025 | 0.48975
50 | 0 | 1 | 0 | 0 | 1 | 1 | 0 | 0 | 0.51025 | 0.48975
51 | 1 | 1 | 0 | 0 | 1 | 1 | 0 | 0 | 0.51025 | 0.48975
52 | 0 | 0 | 1 | 0 | 1 | 1 | 0 | 0 | 0.51025 | 0.48975
53 | 1 | 0 | 1 | 0 | 1 | 1 | 0 | 0 | 0.51025 | 0.48975
54 | 0 | 1 | 1 | 0 | 1 | 1 | 0 | 0 | 0.51025 | 0.48975
55 | 1 | 1 | 1 | 0 | 1 | 1 | 0 | 0 | 0.51025 | 0.48975
56 | 0 | 0 | 0 | 1 | 1 | 1 | 0 | 0 | 0.51025 | 0.48975
57 | 1 | 0 | 0 | 1 | 1 | 1 | 0 | 0 | 0.51025 | 0.48975
58 | 0 | 1 | 0 | 1 | 1 | 1 | 0 | 0 | 0.51025 | 0.48975
59 | 1 | 1 | 0 | 1 | 1 | 1 | 0 | 0 | 0.51025 | 0.48975
60 | 0 | 0 | 1 | 1 | 1 | 1 | 0 | 0 | 0.51025 | 0.48975
61 | 1 | 0 | 1 | 1 | 1 | 1 | 0 | 0 | 0.51025 | 0.48975
62 | 0 | 1 | 1 | 1 | 1 | 1 | 0 | 0 | 0.51025 | 0.48975
63 | 1 | 1 | 1 | 1 | 1 | 1 | 0 | 0 | 0.51025 | 0.48975
64 | 0 | 0 | 0 | 0 | 0 | 0 | 1 | 0 | 0.51025 | 0.48975
65 | 1 | 0 | 0 | 0 | 0 | 0 | 1 | 0 | 0.51025 | 0.48975
66 | 0 | 1 | 0 | 0 | 0 | 0 | 1 | 0 | 0.51025 | 0.48975
67 | 1 | 1 | 0 | 0 | 0 | 0 | 1 | 0 | 0.51025 | 0.48975
68 | 0 | 0 | 1 | 0 | 0 | 0 | 1 | 0 | 0.51025 | 0.48975
69 | 1 | 0 | 1 | 0 | 0 | 0 | 1 | 0 | 0.51025 | 0.48975
70 | 0 | 1 | 1 | 0 | 0 | 0 | 1 | 0 | 0.51025 | 0.48975
71 | 1 | 1 | 1 | 0 | 0 | 0 | 1 | 0 | 0.51025 | 0.48975
72 | 0 | 0 | 0 | 1 | 0 | 0 | 1 | 0 | 0.51025 | 0.48975
73 | 1 | 0 | 0 | 1 | 0 | 0 | 1 | 0 | 0.51025 | 0.48975
74 | 0 | 1 | 0 | 1 | 0 | 0 | 1 | 0 | 0.51025 | 0.48975
75 | 1 | 1 | 0 | 1 | 0 | 0 | 1 | 0 | 0.51025 | 0.48975
76 | 0 | 0 | 1 | 1 | 0 | 0 | 1 | 0 | 0.51025 | 0.48975
77 | 1 | 0 | 1 | 1 | 0 | 0 | 1 | 0 | 0.51025 | 0.48975
78 | 0 | 1 | 1 | 1 | 0 | 0 | 1 | 0 | 0.51025 | 0.48975
79 | 1 | 1 | 1 | 1 | 0 | 0 | 1 | 0 | 0.51025 | 0.48975
80 | 0 | 0 | 0 | 0 | 1 | 0 | 1 | 0 | 0.51025 | 0.48975
81 | 1 | 0 | 0 | 0 | 1 | 0 | 1 | 0 | 0.51025 | 0.48975
82 | 0 | 1 | 0 | 0 | 1 | 0 | 1 | 0 | 0.51025 | 0.48975
83 | 1 | 1 | 0 | 0 | 1 | 0 | 1 | 0 | 0.51025 | 0.48975
84 | 0 | 0 | 1 | 0 | 1 | 0 | 1 | 0 | 0.51025 | 0.48975
85 | 1 | 0 | 1 | 0 | 1 | 0 | 1 | 0 | 0.51025 | 0.48975
86 | 0 | 1 | 1 | 0 | 1 | 0 | 1 | 0 | 0.51025 | 0.48975
87 | 1 | 1 | 1 | 0 | 1 | 0 | 1 | 0 | 0.51025 | 0.48975
88 | 0 | 0 | 0 | 1 | 1 | 0 | 1 | 0 | 0.51025 | 0.48975
89 | 1 | 0 | 0 | 1 | 1 | 0 | 1 | 0 | 0.51025 | 0.48975
90 | 0 | 1 | 0 | 1 | 1 | 0 | 1 | 0 | 0.51025 | 0.48975
91 | 1 | 1 | 0 | 1 | 1 | 0 | 1 | 0 | 0.51025 | 0.48975
92 | 0 | 0 | 1 | 1 | 1 | 0 | 1 | 0 | 0.51025 | 0.48975
93 | 1 | 0 | 1 | 1 | 1 | 0 | 1 | 0 | 0.51025 | 0.48975
94 | 0 | 1 | 1 | 1 | 1 | 0 | 1 | 0 | 0.51025 | 0.48975
95 | 1 | 1 | 1 | 1 | 1 | 0 | 1 | 0 | 0.51025 | 0.48975
96 | 0 | 0 | 0 | 0 | 0 | 1 | 1 | 0 | 0.51025 | 0.48975
97 | 1 | 0 | 0 | 0 | 0 | 1 | 1 | 0 | 0.51025 | 0.48975
98 | 0 | 1 | 0 | 0 | 0 | 1 | 1 | 0 | 0.51025 | 0.48975
99 | 1 | 1 | 0 | 0 | 0 | 1 | 1 | 0 | 0.51025 | 0.48975
100 | 0 | 0 | 1 | 0 | 0 | 1 | 1 | 0 | 0.51025 | 0.48975
101 | 1 | 0 | 1 | 0 | 0 | 1 | 1 | 0 | 0.51025 | 0.48975
102 | 0 | 1 | 1 | 0 | 0 | 1 | 1 | 0 | 0.51025 | 0.48975
103 | 1 | 1 | 1 | 0 | 0 | 1 | 1 | 0 | 0.51025 | 0.48975
104 | 0 | 0 | 0 | 1 | 0 | 1 | 1 | 0 | 0.51025 | 0.48975
105 | 1 | 0 | 0 | 1 | 0 | 1 | 1 | 0 | 0.51025 | 0.48975
106 | 0 | 1 | 0 | 1 | 0 | 1 | 1 | 0 | 0.51025 | 0.48975
107 | 1 | 1 | 0 | 1 | 0 | 1 | 1 | 0 | 0.51025 | 0.48975
108 | 0 | 0 | 1 | 1 | 0 | 1 | 1 | 0 | 0.51025 | 0.48975
109 | 1 | 0 | 1 | 1 | 0 | 1 | 1 | 0 | 0.51025 | 0.48975
110 | 0 | 1 | 1 | 1 | 0 | 1 | 1 | 0 | 0.51025 | 0.48975
111 | 1 | 1 | 1 | 1 | 0 | 1 | 1 | 0 | 0.51025 | 0.48975
112 | 0 | 0 | 0 | 0 | 1 | 1 | 1 | 0 | 0.51025 | 0.48975
113 | 1 | 0 | 0 | 0 | 1 | 1 | 1 | 0 | 0.51025 | 0.48975
114 | 0 | 1 | 0 | 0 | 1 | 1 | 1 | 0 | 0.51025 | 0.48975
115 | 1 | 1 | 0 | 0 | 1 | 1 | 1 | 0 | 0.51025 | 0.48975
116 | 0 | 0 | 1 | 0 | 1 | 1 | 1 | 0 | 0.51025 | 0.48975
117 | 1 | 0 | 1 | 0 | 1 | 1 | 1 | 0 | 0.51025 | 0.48975
118 | 0 | 1 | 1 | 0 | 1 | 1 | 1 | 0 | 0.51025 | 0.48975
119 | 1 | 1 | 1 | 0 | 1 | 1 | 1 | 0 | 0.51025 | 0.48975
120 | 0 | 0 | 0 | 1 | 1 | 1 | 1 | 0 | 0.51025 | 0.48975
121 | 1 | 0 | 0 | 1 | 1 | 1 | 1 | 0 | 0.51025 | 0.48975
122 | 0 | 1 | 0 | 1 | 1 | 1 | 1 | 0 | 0.51025 | 0.48975
123 | 1 | 1 | 0 | 1 | 1 | 1 | 1 | 0 | 0.51025 | 0.48975
124 | 0 | 0 | 1 | 1 | 1 | 1 | 1 | 0 | 0.51025 | 0.48975
125 | 1 | 0 | 1 | 1 | 1 | 1 | 1 | 0 | 0.51025 | 0.48975
126 | 0 | 1 | 1 | 1 | 1 | 1 | 1 | 0 | 0.51025 | 0.48975
127 | 1 | 1 | 1 | 1 | 1 | 1 | 1 | 0 | 0.51025 | 0.48975
128 | 0 | 0 | 0 | 0 | 0 | 0 | 0 | 1 | 0.51025 | 0.48975
129 | 1 | 0 | 0 | 0 | 0 | 0 | 0 | 1 | 0.51025 | 0.48975
130 | 0 | 1 | 0 | 0 | 0 | 0 | 0 | 1 | 0.51025 | 0.48975
131 | 1 | 1 | 0 | 0 | 0 | 0 | 0 | 1 | 0.51025 | 0.48975
132 | 0 | 0 | 1 | 0 | 0 | 0 | 0 | 1 | 0.51025 | 0.48975
133 | 1 | 0 | 1 | 0 | 0 | 0 | 0 | 1 | 0.51025 | 0.48975
134 | 0 | 1 | 1 | 0 | 0 | 0 | 0 | 1 | 0.51025 | 0.48975
135 | 1 | 1 | 1 | 0 | 0 | 0 | 0 | 1 | 0.51025 | 0.48975
136 | 0 | 0 | 0 | 1 | 0 | 0 | 0 | 1 | 0.51025 | 0.48975
137 | 1 | 0 | 0 | 1 | 0 | 0 | 0 | 1 | 0.51025 | 0.48975
138 | 0 | 1 | 0 | 1 | 0 | 0 | 0 | 1 | 0.51025 | 0.48975
139 | 1 | 1 | 0 | 1 | 0 | 0 | 0 | 1 | 0.51025 | 0.48975
140 | 0 | 0 | 1 | 1 | 0 | 0 | 0 | 1 | 0.51025 | 0.48975
141 | 1 | 0 | 1 | 1 | 0 | 0 | 0 | 1 | 0.51025 | 0.48975
142 | 0 | 1 | 1 | 1 | 0 | 0 | 0 | 1 | 0.51025 | 0.48975
143 | 1 | 1 | 1 | 1 | 0 | 0 | 0 | 1 | 0.51025 | 0.48975
144 | 0 | 0 | 0 | 0 | 1 | 0 | 0 | 1 | 0.51025 | 0.48975
145 | 1 | 0 | 0 | 0 | 1 | 0 | 0 | 1 | 0.51025 | 0.48975
146 | 0 | 1 | 0 | 0 | 1 | 0 | 0 | 1 | 0.51025 | 0.48975
147 | 1 | 1 | 0 | 0 | 1 | 0 | 0 | 1 | 0.51025 | 0.48975
148 | 0 | 0 | 1 | 0 | 1 | 0 | 0 | 1 | 0.51025 | 0.48975
149 | 1 | 0 | 1 | 0 | 1 | 0 | 0 | 1 | 0.51025 | 0.48975
150 | 0 | 1 | 1 | 0 | 1 | 0 | 0 | 1 | 0.51025 | 0.48975
151 | 1 | 1 | 1 | 0 | 1 | 0 | 0 | 1 | 0.51025 | 0.48975
152 | 0 | 0 | 0 | 1 | 1 | 0 | 0 | 1 | 0.51025 | 0.48975
153 | 1 | 0 | 0 | 1 | 1 | 0 | 0 | 1 | 0.51025 | 0.48975
154 | 0 | 1 | 0 | 1 | 1 | 0 | 0 | 1 | 0.51025 | 0.48975
155 | 1 | 1 | 0 | 1 | 1 | 0 | 0 | 1 | 0.51025 | 0.48975
156 | 0 | 0 | 1 | 1 | 1 | 0 | 0 | 1 | 0.51025 | 0.48975
157 | 1 | 0 | 1 | 1 | 1 | 0 | 0 | 1 | 0.51025 | 0.48975
158 | 0 | 1 | 1 | 1 | 1 | 0 | 0 | 1 | 0.51025 | 0.48975
159 | 1 | 1 | 1 | 1 | 1 | 0 | 0 | 1 | 0.51025 | 0.48975
160 | 0 | 0 | 0 | 0 | 0 | 1 | 0 | 1 | 0.51025 | 0.48975
161 | 1 | 0 | 0 | 0 | 0 | 1 | 0 | 1 | 0.51025 | 0.48975
162 | 0 | 1 | 0 | 0 | 0 | 1 | 0 | 1 | 0.51025 | 0.48975
163 | 1 | 1 | 0 | 0 | 0 | 1 | 0 | 1 | 0.51025 | 0.48975
164 | 0 | 0 | 1 | 0 | 0 | 1 | 0 | 1 | 0.51025 | 0.48975
165 | 1 | 0 | 1 | 0 | 0 | 1 | 0 | 1 | 0.51025 | 0.48975
166 | 0 | 1 | 1 | 0 | 0 | 1 | 0 | 1 | 0.51025 | 0.48975
167 | 1 | 1 | 1 | 0 | 0 | 1 | 0 | 1 | 0.51025 | 0.48975
168 | 0 | 0 | 0 | 1 | 0 | 1 | 0 | 1 | 0.51025 | 0.48975
169 | 1 | 0 | 0 | 1 | 0 | 1 | 0 | 1 | 0.51025 | 0.48975
170 | 0 | 1 | 0 | 1 | 0 | 1 | 0 | 1 | 0.51025 | 0.48975
171 | 1 | 1 | 0 | 1 | 0 | 1 | 0 | 1 | 0.51025 | 0.48975
172 | 0 | 0 | 1 | 1 | 0 | 1 | 0 | 1 | 0.51025 | 0.48975
173 | 1 | 0 | 1 | 1 | 0 | 1 | 0 | 1 | 0.51025 | 0.48975
174 | 0 | 1 | 1 | 1 | 0 | 1 | 0 | 1 | 0.51025 | 0.48975
175 | 1 | 1 | 1 | 1 | 0 | 1 | 0 | 1 | 0.51025 | 0.48975
176 | 0 | 0 | 0 | 0 | 1 | 1 | 0 | 1 | 0.51025 | 0.48975
177 | 1 | 0 | 0 | 0 | 1 | 1 | 0 | 1 | 0.51025 | 0.48975
178 | 0 | 1 | 0 | 0 | 1 | 1 | 0 | 1 | 0.51025 | 0.48975
179 | 1 | 1 | 0 | 0 | 1 | 1 | 0 | 1 | 0.51025 | 0.48975
180 | 0 | 0 | 1 | 0 | 1 | 1 | 0 | 1 | 0.51025 | 0.48975
181 | 1 | 0 | 1 | 0 | 1 | 1 | 0 | 1 | 0.51025 | 0.48975
182 | 0 | 1 | 1 | 0 | 1 | 1 | 0 | 1 | 0.51025 | 0.48975
183 | 1 | 1 | 1 | 0 | 1 | 1 | 0 | 1 | 0.51025 | 0.48975
184 | 0 | 0 | 0 | 1 | 1 | 1 | 0 | 1 | 0.51025 | 0.48975
185 | 1 | 0 | 0 | 1 | 1 | 1 | 0 | 1 | 0.51025 | 0.48975
186 | 0 | 1 | 0 | 1 | 1 | 1 | 0 | 1 | 0.51025 | 0.48975
187 | 1 | 1 | 0 | 1 | 1 | 1 | 0 | 1 | 0.51025 | 0.48975
188 | 0 | 0 | 1 | 1 | 1 | 1 | 0 | 1 | 0.51025 | 0.48975
189 | 1 | 0 | 1 | 1 | 1 | 1 | 0 | 1 | 0.51025 | 0.48975
190 | 0 | 1 | 1 | 1 | 1 | 1 | 0 | 1 | 0.51025 | 0.48975
191 | 1 | 1 | 1 | 1 | 1 | 1 | 0 | 1 | 0.51025 | 0.48975
192 | 0 | 0 | 0 | 0 | 0 | 0 | 1 | 1 | 0.51025 | 0.48975
193 | 1 | 0 | 0 | 0 | 0 | 0 | 1 | 1 | 0.51025 | 0.48975
194 | 0 | 1 | 0 | 0 | 0 | 0 | 1 | 1 | 0.51025 | 0.48975
195 | 1 | 1 | 0 | 0 | 0 | 0 | 1 | 1 | 0.51025 | 0.48975
196 | 0 | 0 | 1 | 0 | 0 | 0 | 1 | 1 | 0.51025 | 0.48975
197 | 1 | 0 | 1 | 0 | 0 | 0 | 1 | 1 | 0.51025 | 0.48975
198 | 0 | 1 | 1 | 0 | 0 | 0 | 1 | 1 | 0.51025 | 0.48975
199 | 1 | 1 | 1 | 0 | 0 | 0 | 1 | 1 | 0.51025 | 0.48975
200 | 0 | 0 | 0 | 1 | 0 | 0 | 1 | 1 | 0.51025 | 0.48975
201 | 1 | 0 | 0 | 1 | 0 | 0 | 1 | 1 | 0.51025 | 0.48975
202 | 0 | 1 | 0 | 1 | 0 | 0 | 1 | 1 | 0.51025 | 0.48975
203 | 1 | 1 | 0 | 1 | 0 | 0 | 1 | 1 | 0.51025 | 0.48975
204 | 0 | 0 | 1 | 1 | 0 | 0 | 1 | 1 | 0.51025 | 0.48975
205 | 1 | 0 | 1 | 1 | 0 | 0 | 1 | 1 | 0.51025 | 0.48975
206 | 0 | 1 | 1 | 1 | 0 | 0 | 1 | 1 | 0.51025 | 0.48975
207 | 1 | 1 | 1 | 1 | 0 | 0 | 1 | 1 | 0.51025 | 0.48975
208 | 0 | 0 | 0 | 0 | 1 | 0 | 1 | 1 | 0.51025 | 0.48975
209 | 1 | 0 | 0 | 0 | 1 | 0 | 1 | 1 | 0.51025 | 0.48975
210 | 0 | 1 | 0 | 0 | 1 | 0 | 1 | 1 | 0.51025 | 0.48975
211 | 1 | 1 | 0 | 0 | 1 | 0 | 1 | 1 | 0.51025 | 0.48975
212 | 0 | 0 | 1 | 0 | 1 | 0 | 1 | 1 | 0.51025 | 0.48975
213 | 1 | 0 | 1 | 0 | 1 | 0 | 1 | 1 | 0.51025 | 0.48975
214 | 0 | 1 | 1 | 0 | 1 | 0 | 1 | 1 | 0.51025 | 0.48975
215 | 1 | 1 | 1 | 0 | 1 | 0 | 1 | 1 | 0.5075 | 0.4925
216 | 0 | 0 | 0 | 1 | 1 | 0 | 1 | 1 | 0.51025 | 0.48975
217 | 1 | 0 | 0 | 1 | 1 | 0 | 1 | 1 | 0.51025 | 0.48975
218 | 0 | 1 | 0 | 1 | 1 | 0 | 1 | 1 | 0.51025 | 0.48975
219 | 1 | 1 | 0 | 1 | 1 | 0 | 1 | 1 | 0.51025 | 0.48975
220 | 0 | 0 | 1 | 1 | 1 | 0 | 1 | 1 | 0.51025 | 0.48975
221 | 1 | 0 | 1 | 1 | 1 | 0 | 1 | 1 | 0.51025 | 0.48975
222 | 0 | 1 | 1 | 1 | 1 | 0 | 1 | 1 | 0.18769 | 0.81231
223 | 1 | 1 | 1 | 1 | 1 | 0 | 1 | 1 | 0.044374 | 0.95563
224 | 0 | 0 | 0 | 0 | 0 | 1 | 1 | 1 | 0.51025 | 0.48975
225 | 1 | 0 | 0 | 0 | 0 | 1 | 1 | 1 | 0.51025 | 0.48975
226 | 0 | 1 | 0 | 0 | 0 | 1 | 1 | 1 | 0.51025 | 0.48975
227 | 1 | 1 | 0 | 0 | 0 | 1 | 1 | 1 | 0.51025 | 0.48975
228 | 0 | 0 | 1 | 0 | 0 | 1 | 1 | 1 | 0.51025 | 0.48975
229 | 1 | 0 | 1 | 0 | 0 | 1 | 1 | 1 | 0.51025 | 0.48975
230 | 0 | 1 | 1 | 0 | 0 | 1 | 1 | 1 | 0.51025 | 0.48975
231 | 1 | 1 | 1 | 0 | 0 | 1 | 1 | 1 | 0.51025 | 0.48975
232 | 0 | 0 | 0 | 1 | 0 | 1 | 1 | 1 | 0.51025 | 0.48975
233 | 1 | 0 | 0 | 1 | 0 | 1 | 1 | 1 | 0.51025 | 0.48975
234 | 0 | 1 | 0 | 1 | 0 | 1 | 1 | 1 | 0.51025 | 0.48975
235 | 1 | 1 | 0 | 1 | 0 | 1 | 1 | 1 | 0.51025 | 0.48975
236 | 0 | 0 | 1 | 1 | 0 | 1 | 1 | 1 | 0.51025 | 0.48975
237 | 1 | 0 | 1 | 1 | 0 | 1 | 1 | 1 | 0.51025 | 0.48975
238 | 0 | 1 | 1 | 1 | 0 | 1 | 1 | 1 | 0.51025 | 0.48975
239 | 1 | 1 | 1 | 1 | 0 | 1 | 1 | 1 | 0.51025 | 0.48975
240 | 0 | 0 | 0 | 0 | 1 | 1 | 1 | 1 | 0.51025 | 0.48975
241 | 1 | 0 | 0 | 0 | 1 | 1 | 1 | 1 | 0.51025 | 0.48975
242 | 0 | 1 | 0 | 0 | 1 | 1 | 1 | 1 | 0.51025 | 0.48975
243 | 1 | 1 | 0 | 0 | 1 | 1 | 1 | 1 | 0.51025 | 0.48975
244 | 0 | 0 | 1 | 0 | 1 | 1 | 1 | 1 | 0.51025 | 0.48975
245 | 1 | 0 | 1 | 0 | 1 | 1 | 1 | 1 | 0.51025 | 0.48975
246 | 0 | 1 | 1 | 0 | 1 | 1 | 1 | 1 | 0.51025 | 0.48975
247 | 1 | 1 | 1 | 0 | 1 | 1 | 1 | 1 | 0.40627 | 0.59373
248 | 0 | 0 | 0 | 1 | 1 | 1 | 1 | 1 | 0.51025 | 0.48975
249 | 1 | 0 | 0 | 1 | 1 | 1 | 1 | 1 | 0.51025 | 0.48975
250 | 0 | 1 | 0 | 1 | 1 | 1 | 1 | 1 | 0.51025 | 0.48975
251 | 1 | 1 | 0 | 1 | 1 | 1 | 1 | 1 | 0.40985 | 0.59015
252 | 0 | 0 | 1 | 1 | 1 | 1 | 1 | 1 | 0.51025 | 0.48975
253 | 1 | 0 | 1 | 1 | 1 | 1 | 1 | 1 | 0.51025 | 0.48975
254 | 0 | 1 | 1 | 1 | 1 | 1 | 1 | 1 | 0.15156 | 0.84844
255 | 1 | 1 | 1 | 1 | 1 | 1 | 1 | 1 | 0.027057 | 0.97294

## 0 Mooring -mooring clashing
| P(0: Mooring -mooring clashing = True) | P(0: Mooring -mooring clashing = False)
0 | 0.027311 | 0.97269

## 0 chain
| P(0: chain = True) | P(0: chain = False)
0 | 0.015 | 0.985

## 0 synthetic rope
| P(0: synthetic rope = True) | P(0: synthetic rope = False)
0 | 0.0155 | 0.9845

## 0 wire rope
| P(0: wire rope = True) | P(0: wire rope = False)
0 | 0.015 | 0.985

## 0 connectors
| P(0: connectors = True) | P(0: connectors = False)
0 | 0.0155 | 0.9845

## 0 clump weights or floats
| P(0: clump weights or floats = True) | P(0: clump weights or floats = False)
0 | 0.015 | 0.985

## 1 shared anchor
| 1: Excess mooring loads | 1: Anchor dragging | P(1: shared anchor = True) | P(1: shared anchor = False)
0 | 0 | 0 | 0.5075 | 0.4925
1 | 1 | 0 | 0.5075 | 0.4925
2 | 0 | 1 | 0.5075 | 0.4925
3 | 1 | 1 | 0.015157 | 0.98484

## 0 Excess anchor load
| P(0: Excess anchor load = True) | P(0: Excess anchor load = False)
0 | 0.01375 | 0.98625

## 2 Vessel or Aircraft Collision
| 2: Drift off station | P(2: Vessel or Aircraft Collision = True) | P(2: Vessel or Aircraft Collision = False)
0 | 0 | 0.00050681 | 0.99949
1 | 1 | 0.013618 | 0.98638

## 1 Mooring line nonfunctional
| P(1: Mooring line nonfunctional = True) | P(1: Mooring line nonfunctional = False)
0 | 0.01375 | 0.98625

## 2 Shared line nonfunctional
| 2: chain | 2: synthetic rope | 2: wire rope | 2: connectors | 2: single anchor | 3: shared anchor | P(2: Shared line nonfunctional = True) | P(2: Shared line nonfunctional = False)
0 | 0 | 0 | 0 | 0 | 0 | 0 | 0.50687 | 0.49312
1 | 1 | 0 | 0 | 0 | 0 | 0 | 0.50687 | 0.49312
2 | 0 | 1 | 0 | 0 | 0 | 0 | 0.50687 | 0.49312
3 | 1 | 1 | 0 | 0 | 0 | 0 | 0.50688 | 0.49312
4 | 0 | 0 | 1 | 0 | 0 | 0 | 0.50688 | 0.49312
5 | 1 | 0 | 1 | 0 | 0 | 0 | 0.50687 | 0.49312
6 | 0 | 1 | 1 | 0 | 0 | 0 | 0.50688 | 0.49312
7 | 1 | 1 | 1 | 0 | 0 | 0 | 0.50687 | 0.49312
8 | 0 | 0 | 0 | 1 | 0 | 0 | 0.50687 | 0.49312
9 | 1 | 0 | 0 | 1 | 0 | 0 | 0.50687 | 0.49312
10 | 0 | 1 | 0 | 1 | 0 | 0 | 0.50687 | 0.49312
11 | 1 | 1 | 0 | 1 | 0 | 0 | 0.50687 | 0.49312
12 | 0 | 0 | 1 | 1 | 0 | 0 | 0.50688 | 0.49312
13 | 1 | 0 | 1 | 1 | 0 | 0 | 0.50687 | 0.49312
14 | 0 | 1 | 1 | 1 | 0 | 0 | 0.50687 | 0.49312
15 | 1 | 1 | 1 | 1 | 0 | 0 | 0.50687 | 0.49312
16 | 0 | 0 | 0 | 0 | 1 | 0 | 0.50687 | 0.49312
17 | 1 | 0 | 0 | 0 | 1 | 0 | 0.50687 | 0.49312
18 | 0 | 1 | 0 | 0 | 1 | 0 | 0.50687 | 0.49312
19 | 1 | 1 | 0 | 0 | 1 | 0 | 0.50687 | 0.49312
20 | 0 | 0 | 1 | 0 | 1 | 0 | 0.50688 | 0.49312
21 | 1 | 0 | 1 | 0 | 1 | 0 | 0.50687 | 0.49312
22 | 0 | 1 | 1 | 0 | 1 | 0 | 0.50687 | 0.49312
23 | 1 | 1 | 1 | 0 | 1 | 0 | 0.50687 | 0.49312
24 | 0 | 0 | 0 | 1 | 1 | 0 | 0.50687 | 0.49312
25 | 1 | 0 | 0 | 1 | 1 | 0 | 0.50688 | 0.49312
26 | 0 | 1 | 0 | 1 | 1 | 0 | 0.50687 | 0.49312
27 | 1 | 1 | 0 | 1 | 1 | 0 | 0.50687 | 0.49312
28 | 0 | 0 | 1 | 1 | 1 | 0 | 0.50687 | 0.49312
29 | 1 | 0 | 1 | 1 | 1 | 0 | 0.50687 | 0.49312
30 | 0 | 1 | 1 | 1 | 1 | 0 | 0.50687 | 0.49312
31 | 1 | 1 | 1 | 1 | 1 | 0 | 0.4758 | 0.5242
32 | 0 | 0 | 0 | 0 | 0 | 1 | 0.50688 | 0.49312
33 | 1 | 0 | 0 | 0 | 0 | 1 | 0.50688 | 0.49312
34 | 0 | 1 | 0 | 0 | 0 | 1 | 0.50687 | 0.49312
35 | 1 | 1 | 0 | 0 | 0 | 1 | 0.50687 | 0.49312
36 | 0 | 0 | 1 | 0 | 0 | 1 | 0.50688 | 0.49312
37 | 1 | 0 | 1 | 0 | 0 | 1 | 0.50687 | 0.49312
38 | 0 | 1 | 1 | 0 | 0 | 1 | 0.50688 | 0.49312
39 | 1 | 1 | 1 | 0 | 0 | 1 | 0.50687 | 0.49312
40 | 0 | 0 | 0 | 1 | 0 | 1 | 0.50687 | 0.49312
41 | 1 | 0 | 0 | 1 | 0 | 1 | 0.50688 | 0.49312
42 | 0 | 1 | 0 | 1 | 0 | 1 | 0.50687 | 0.49312
43 | 1 | 1 | 0 | 1 | 0 | 1 | 0.50687 | 0.49312
44 | 0 | 0 | 1 | 1 | 0 | 1 | 0.50688 | 0.49312
45 | 1 | 0 | 1 | 1 | 0 | 1 | 0.50687 | 0.49312
46 | 0 | 1 | 1 | 1 | 0 | 1 | 0.50688 | 0.49312
47 | 1 | 1 | 1 | 1 | 0 | 1 | 0.46237 | 0.53763
48 | 0 | 0 | 0 | 0 | 1 | 1 | 0.50687 | 0.49312
49 | 1 | 0 | 0 | 0 | 1 | 1 | 0.50688 | 0.49312
50 | 0 | 1 | 0 | 0 | 1 | 1 | 0.50687 | 0.49312
51 | 1 | 1 | 0 | 0 | 1 | 1 | 0.50687 | 0.49312
52 | 0 | 0 | 1 | 0 | 1 | 1 | 0.50688 | 0.49312
53 | 1 | 0 | 1 | 0 | 1 | 1 | 0.50687 | 0.49312
54 | 0 | 1 | 1 | 0 | 1 | 1 | 0.50688 | 0.49312
55 | 1 | 1 | 1 | 0 | 1 | 1 | 0.46417 | 0.53583
56 | 0 | 0 | 0 | 1 | 1 | 1 | 0.50687 | 0.49312
57 | 1 | 0 | 0 | 1 | 1 | 1 | 0.50687 | 0.49312
58 | 0 | 1 | 0 | 1 | 1 | 1 | 0.50687 | 0.49312
59 | 1 | 1 | 0 | 1 | 1 | 1 | 0.48134 | 0.51866
60 | 0 | 0 | 1 | 1 | 1 | 1 | 0.50688 | 0.49312
61 | 1 | 0 | 1 | 1 | 1 | 1 | 0.46767 | 0.53233
62 | 0 | 1 | 1 | 1 | 1 | 1 | 0.48315 | 0.51685
63 | 1 | 1 | 1 | 1 | 1 | 1 | 0.01413 | 0.98587

## 2 Excessive load on cable
| 2: Excess dynamics | 2: Sink | 2: Mooring -cable clashing | 2: Anchor -cable clashing | 2: Change in cable profile | 2: buoyancy modules | 2: tether & anchor systems | 2: cable protection system | P(2: Excessive load on cable = True) | P(2: Excessive load on cable = False)
0 | 0 | 0 | 0 | 0 | 0 | 0 | 0 | 0 | 0.51025 | 0.48975
1 | 1 | 0 | 0 | 0 | 0 | 0 | 0 | 0 | 0.51025 | 0.48975
2 | 0 | 1 | 0 | 0 | 0 | 0 | 0 | 0 | 0.51025 | 0.48975
3 | 1 | 1 | 0 | 0 | 0 | 0 | 0 | 0 | 0.51025 | 0.48975
4 | 0 | 0 | 1 | 0 | 0 | 0 | 0 | 0 | 0.51025 | 0.48975
5 | 1 | 0 | 1 | 0 | 0 | 0 | 0 | 0 | 0.51025 | 0.48975
6 | 0 | 1 | 1 | 0 | 0 | 0 | 0 | 0 | 0.51025 | 0.48975
7 | 1 | 1 | 1 | 0 | 0 | 0 | 0 | 0 | 0.51025 | 0.48975
8 | 0 | 0 | 0 | 1 | 0 | 0 | 0 | 0 | 0.51025 | 0.48975
9 | 1 | 0 | 0 | 1 | 0 | 0 | 0 | 0 | 0.51025 | 0.48975
10 | 0 | 1 | 0 | 1 | 0 | 0 | 0 | 0 | 0.51025 | 0.48975
11 | 1 | 1 | 0 | 1 | 0 | 0 | 0 | 0 | 0.51025 | 0.48975
12 | 0 | 0 | 1 | 1 | 0 | 0 | 0 | 0 | 0.51025 | 0.48975
13 | 1 | 0 | 1 | 1 | 0 | 0 | 0 | 0 | 0.51025 | 0.48975
14 | 0 | 1 | 1 | 1 | 0 | 0 | 0 | 0 | 0.51025 | 0.48975
15 | 1 | 1 | 1 | 1 | 0 | 0 | 0 | 0 | 0.51025 | 0.48975
16 | 0 | 0 | 0 | 0 | 1 | 0 | 0 | 0 | 0.51025 | 0.48975
17 | 1 | 0 | 0 | 0 | 1 | 0 | 0 | 0 | 0.51025 | 0.48975
18 | 0 | 1 | 0 | 0 | 1 | 0 | 0 | 0 | 0.51025 | 0.48975
19 | 1 | 1 | 0 | 0 | 1 | 0 | 0 | 0 | 0.51025 | 0.48975
20 | 0 | 0 | 1 | 0 | 1 | 0 | 0 | 0 | 0.51025 | 0.48975
21 | 1 | 0 | 1 | 0 | 1 | 0 | 0 | 0 | 0.51025 | 0.48975
22 | 0 | 1 | 1 | 0 | 1 | 0 | 0 | 0 | 0.51025 | 0.48975
23 | 1 | 1 | 1 | 0 | 1 | 0 | 0 | 0 | 0.51025 | 0.48975
24 | 0 | 0 | 0 | 1 | 1 | 0 | 0 | 0 | 0.51025 | 0.48975
25 | 1 | 0 | 0 | 1 | 1 | 0 | 0 | 0 | 0.51025 | 0.48975
26 | 0 | 1 | 0 | 1 | 1 | 0 | 0 | 0 | 0.51025 | 0.48975
27 | 1 | 1 | 0 | 1 | 1 | 0 | 0 | 0 | 0.51025 | 0.48975
28 | 0 | 0 | 1 | 1 | 1 | 0 | 0 | 0 | 0.51025 | 0.48975
29 | 1 | 0 | 1 | 1 | 1 | 0 | 0 | 0 | 0.51025 | 0.48975
30 | 0 | 1 | 1 | 1 | 1 | 0 | 0 | 0 | 0.51025 | 0.48975
31 | 1 | 1 | 1 | 1 | 1 | 0 | 0 | 0 | 0.51025 | 0.48975
32 | 0 | 0 | 0 | 0 | 0 | 1 | 0 | 0 | 0.51025 | 0.48975
33 | 1 | 0 | 0 | 0 | 0 | 1 | 0 | 0 | 0.51025 | 0.48975
34 | 0 | 1 | 0 | 0 | 0 | 1 | 0 | 0 | 0.51025 | 0.48975
35 | 1 | 1 | 0 | 0 | 0 | 1 | 0 | 0 | 0.51025 | 0.48975
36 | 0 | 0 | 1 | 0 | 0 | 1 | 0 | 0 | 0.51025 | 0.48975
37 | 1 | 0 | 1 | 0 | 0 | 1 | 0 | 0 | 0.51025 | 0.48975
38 | 0 | 1 | 1 | 0 | 0 | 1 | 0 | 0 | 0.51025 | 0.48975
39 | 1 | 1 | 1 | 0 | 0 | 1 | 0 | 0 | 0.51025 | 0.48975
40 | 0 | 0 | 0 | 1 | 0 | 1 | 0 | 0 | 0.51025 | 0.48975
41 | 1 | 0 | 0 | 1 | 0 | 1 | 0 | 0 | 0.51025 | 0.48975
42 | 0 | 1 | 0 | 1 | 0 | 1 | 0 | 0 | 0.51025 | 0.48975
43 | 1 | 1 | 0 | 1 | 0 | 1 | 0 | 0 | 0.51025 | 0.48975
44 | 0 | 0 | 1 | 1 | 0 | 1 | 0 | 0 | 0.51025 | 0.48975
45 | 1 | 0 | 1 | 1 | 0 | 1 | 0 | 0 | 0.51025 | 0.48975
46 | 0 | 1 | 1 | 1 | 0 | 1 | 0 | 0 | 0.51025 | 0.48975
47 | 1 | 1 | 1 | 1 | 0 | 1 | 0 | 0 | 0.51025 | 0.48975
48 | 0 | 0 | 0 | 0 | 1 | 1 | 0 | 0 | 0.51025 | 0.48975
49 | 1 | 0 | 0 | 0 | 1 | 1 | 0 | 0 | 0.51025 | 0.48975
50 | 0 | 1 | 0 | 0 | 1 | 1 | 0 | 0 | 0.51025 | 0.48975
51 | 1 | 1 | 0 | 0 | 1 | 1 | 0 | 0 | 0.51025 | 0.48975
52 | 0 | 0 | 1 | 0 | 1 | 1 | 0 | 0 | 0.51025 | 0.48975
53 | 1 | 0 | 1 | 0 | 1 | 1 | 0 | 0 | 0.51025 | 0.48975
54 | 0 | 1 | 1 | 0 | 1 | 1 | 0 | 0 | 0.51025 | 0.48975
55 | 1 | 1 | 1 | 0 | 1 | 1 | 0 | 0 | 0.51025 | 0.48975
56 | 0 | 0 | 0 | 1 | 1 | 1 | 0 | 0 | 0.51025 | 0.48975
57 | 1 | 0 | 0 | 1 | 1 | 1 | 0 | 0 | 0.51025 | 0.48975
58 | 0 | 1 | 0 | 1 | 1 | 1 | 0 | 0 | 0.51025 | 0.48975
59 | 1 | 1 | 0 | 1 | 1 | 1 | 0 | 0 | 0.51025 | 0.48975
60 | 0 | 0 | 1 | 1 | 1 | 1 | 0 | 0 | 0.51025 | 0.48975
61 | 1 | 0 | 1 | 1 | 1 | 1 | 0 | 0 | 0.51025 | 0.48975
62 | 0 | 1 | 1 | 1 | 1 | 1 | 0 | 0 | 0.51025 | 0.48975
63 | 1 | 1 | 1 | 1 | 1 | 1 | 0 | 0 | 0.51025 | 0.48975
64 | 0 | 0 | 0 | 0 | 0 | 0 | 1 | 0 | 0.51025 | 0.48975
65 | 1 | 0 | 0 | 0 | 0 | 0 | 1 | 0 | 0.51025 | 0.48975
66 | 0 | 1 | 0 | 0 | 0 | 0 | 1 | 0 | 0.51025 | 0.48975
67 | 1 | 1 | 0 | 0 | 0 | 0 | 1 | 0 | 0.51025 | 0.48975
68 | 0 | 0 | 1 | 0 | 0 | 0 | 1 | 0 | 0.51025 | 0.48975
69 | 1 | 0 | 1 | 0 | 0 | 0 | 1 | 0 | 0.51025 | 0.48975
70 | 0 | 1 | 1 | 0 | 0 | 0 | 1 | 0 | 0.51025 | 0.48975
71 | 1 | 1 | 1 | 0 | 0 | 0 | 1 | 0 | 0.51025 | 0.48975
72 | 0 | 0 | 0 | 1 | 0 | 0 | 1 | 0 | 0.51025 | 0.48975
73 | 1 | 0 | 0 | 1 | 0 | 0 | 1 | 0 | 0.51025 | 0.48975
74 | 0 | 1 | 0 | 1 | 0 | 0 | 1 | 0 | 0.51025 | 0.48975
75 | 1 | 1 | 0 | 1 | 0 | 0 | 1 | 0 | 0.51025 | 0.48975
76 | 0 | 0 | 1 | 1 | 0 | 0 | 1 | 0 | 0.51025 | 0.48975
77 | 1 | 0 | 1 | 1 | 0 | 0 | 1 | 0 | 0.51025 | 0.48975
78 | 0 | 1 | 1 | 1 | 0 | 0 | 1 | 0 | 0.51025 | 0.48975
79 | 1 | 1 | 1 | 1 | 0 | 0 | 1 | 0 | 0.51025 | 0.48975
80 | 0 | 0 | 0 | 0 | 1 | 0 | 1 | 0 | 0.51025 | 0.48975
81 | 1 | 0 | 0 | 0 | 1 | 0 | 1 | 0 | 0.51025 | 0.48975
82 | 0 | 1 | 0 | 0 | 1 | 0 | 1 | 0 | 0.51025 | 0.48975
83 | 1 | 1 | 0 | 0 | 1 | 0 | 1 | 0 | 0.51025 | 0.48975
84 | 0 | 0 | 1 | 0 | 1 | 0 | 1 | 0 | 0.51025 | 0.48975
85 | 1 | 0 | 1 | 0 | 1 | 0 | 1 | 0 | 0.51025 | 0.48975
86 | 0 | 1 | 1 | 0 | 1 | 0 | 1 | 0 | 0.51025 | 0.48975
87 | 1 | 1 | 1 | 0 | 1 | 0 | 1 | 0 | 0.51025 | 0.48975
88 | 0 | 0 | 0 | 1 | 1 | 0 | 1 | 0 | 0.51025 | 0.48975
89 | 1 | 0 | 0 | 1 | 1 | 0 | 1 | 0 | 0.51025 | 0.48975
90 | 0 | 1 | 0 | 1 | 1 | 0 | 1 | 0 | 0.51025 | 0.48975
91 | 1 | 1 | 0 | 1 | 1 | 0 | 1 | 0 | 0.51025 | 0.48975
92 | 0 | 0 | 1 | 1 | 1 | 0 | 1 | 0 | 0.51025 | 0.48975
93 | 1 | 0 | 1 | 1 | 1 | 0 | 1 | 0 | 0.51025 | 0.48975
94 | 0 | 1 | 1 | 1 | 1 | 0 | 1 | 0 | 0.51025 | 0.48975
95 | 1 | 1 | 1 | 1 | 1 | 0 | 1 | 0 | 0.51025 | 0.48975
96 | 0 | 0 | 0 | 0 | 0 | 1 | 1 | 0 | 0.51025 | 0.48975
97 | 1 | 0 | 0 | 0 | 0 | 1 | 1 | 0 | 0.51025 | 0.48975
98 | 0 | 1 | 0 | 0 | 0 | 1 | 1 | 0 | 0.51025 | 0.48975
99 | 1 | 1 | 0 | 0 | 0 | 1 | 1 | 0 | 0.51025 | 0.48975
100 | 0 | 0 | 1 | 0 | 0 | 1 | 1 | 0 | 0.51025 | 0.48975
101 | 1 | 0 | 1 | 0 | 0 | 1 | 1 | 0 | 0.51025 | 0.48975
102 | 0 | 1 | 1 | 0 | 0 | 1 | 1 | 0 | 0.51025 | 0.48975
103 | 1 | 1 | 1 | 0 | 0 | 1 | 1 | 0 | 0.51025 | 0.48975
104 | 0 | 0 | 0 | 1 | 0 | 1 | 1 | 0 | 0.51025 | 0.48975
105 | 1 | 0 | 0 | 1 | 0 | 1 | 1 | 0 | 0.51025 | 0.48975
106 | 0 | 1 | 0 | 1 | 0 | 1 | 1 | 0 | 0.51025 | 0.48975
107 | 1 | 1 | 0 | 1 | 0 | 1 | 1 | 0 | 0.51025 | 0.48975
108 | 0 | 0 | 1 | 1 | 0 | 1 | 1 | 0 | 0.51025 | 0.48975
109 | 1 | 0 | 1 | 1 | 0 | 1 | 1 | 0 | 0.51025 | 0.48975
110 | 0 | 1 | 1 | 1 | 0 | 1 | 1 | 0 | 0.51025 | 0.48975
111 | 1 | 1 | 1 | 1 | 0 | 1 | 1 | 0 | 0.51025 | 0.48975
112 | 0 | 0 | 0 | 0 | 1 | 1 | 1 | 0 | 0.51025 | 0.48975
113 | 1 | 0 | 0 | 0 | 1 | 1 | 1 | 0 | 0.51025 | 0.48975
114 | 0 | 1 | 0 | 0 | 1 | 1 | 1 | 0 | 0.51025 | 0.48975
115 | 1 | 1 | 0 | 0 | 1 | 1 | 1 | 0 | 0.51025 | 0.48975
116 | 0 | 0 | 1 | 0 | 1 | 1 | 1 | 0 | 0.51025 | 0.48975
117 | 1 | 0 | 1 | 0 | 1 | 1 | 1 | 0 | 0.51025 | 0.48975
118 | 0 | 1 | 1 | 0 | 1 | 1 | 1 | 0 | 0.51025 | 0.48975
119 | 1 | 1 | 1 | 0 | 1 | 1 | 1 | 0 | 0.51025 | 0.48975
120 | 0 | 0 | 0 | 1 | 1 | 1 | 1 | 0 | 0.51025 | 0.48975
121 | 1 | 0 | 0 | 1 | 1 | 1 | 1 | 0 | 0.51025 | 0.48975
122 | 0 | 1 | 0 | 1 | 1 | 1 | 1 | 0 | 0.51025 | 0.48975
123 | 1 | 1 | 0 | 1 | 1 | 1 | 1 | 0 | 0.51025 | 0.48975
124 | 0 | 0 | 1 | 1 | 1 | 1 | 1 | 0 | 0.51025 | 0.48975
125 | 1 | 0 | 1 | 1 | 1 | 1 | 1 | 0 | 0.51025 | 0.48975
126 | 0 | 1 | 1 | 1 | 1 | 1 | 1 | 0 | 0.51025 | 0.48975
127 | 1 | 1 | 1 | 1 | 1 | 1 | 1 | 0 | 0.51025 | 0.48975
128 | 0 | 0 | 0 | 0 | 0 | 0 | 0 | 1 | 0.51025 | 0.48975
129 | 1 | 0 | 0 | 0 | 0 | 0 | 0 | 1 | 0.51025 | 0.48975
130 | 0 | 1 | 0 | 0 | 0 | 0 | 0 | 1 | 0.51025 | 0.48975
131 | 1 | 1 | 0 | 0 | 0 | 0 | 0 | 1 | 0.51025 | 0.48975
132 | 0 | 0 | 1 | 0 | 0 | 0 | 0 | 1 | 0.51025 | 0.48975
133 | 1 | 0 | 1 | 0 | 0 | 0 | 0 | 1 | 0.51025 | 0.48975
134 | 0 | 1 | 1 | 0 | 0 | 0 | 0 | 1 | 0.51025 | 0.48975
135 | 1 | 1 | 1 | 0 | 0 | 0 | 0 | 1 | 0.51025 | 0.48975
136 | 0 | 0 | 0 | 1 | 0 | 0 | 0 | 1 | 0.51025 | 0.48975
137 | 1 | 0 | 0 | 1 | 0 | 0 | 0 | 1 | 0.51025 | 0.48975
138 | 0 | 1 | 0 | 1 | 0 | 0 | 0 | 1 | 0.51025 | 0.48975
139 | 1 | 1 | 0 | 1 | 0 | 0 | 0 | 1 | 0.51025 | 0.48975
140 | 0 | 0 | 1 | 1 | 0 | 0 | 0 | 1 | 0.51025 | 0.48975
141 | 1 | 0 | 1 | 1 | 0 | 0 | 0 | 1 | 0.51025 | 0.48975
142 | 0 | 1 | 1 | 1 | 0 | 0 | 0 | 1 | 0.51025 | 0.48975
143 | 1 | 1 | 1 | 1 | 0 | 0 | 0 | 1 | 0.51025 | 0.48975
144 | 0 | 0 | 0 | 0 | 1 | 0 | 0 | 1 | 0.51025 | 0.48975
145 | 1 | 0 | 0 | 0 | 1 | 0 | 0 | 1 | 0.51025 | 0.48975
146 | 0 | 1 | 0 | 0 | 1 | 0 | 0 | 1 | 0.51025 | 0.48975
147 | 1 | 1 | 0 | 0 | 1 | 0 | 0 | 1 | 0.51025 | 0.48975
148 | 0 | 0 | 1 | 0 | 1 | 0 | 0 | 1 | 0.51025 | 0.48975
149 | 1 | 0 | 1 | 0 | 1 | 0 | 0 | 1 | 0.51025 | 0.48975
150 | 0 | 1 | 1 | 0 | 1 | 0 | 0 | 1 | 0.51025 | 0.48975
151 | 1 | 1 | 1 | 0 | 1 | 0 | 0 | 1 | 0.51025 | 0.48975
152 | 0 | 0 | 0 | 1 | 1 | 0 | 0 | 1 | 0.51025 | 0.48975
153 | 1 | 0 | 0 | 1 | 1 | 0 | 0 | 1 | 0.51025 | 0.48975
154 | 0 | 1 | 0 | 1 | 1 | 0 | 0 | 1 | 0.51025 | 0.48975
155 | 1 | 1 | 0 | 1 | 1 | 0 | 0 | 1 | 0.51025 | 0.48975
156 | 0 | 0 | 1 | 1 | 1 | 0 | 0 | 1 | 0.51025 | 0.48975
157 | 1 | 0 | 1 | 1 | 1 | 0 | 0 | 1 | 0.51025 | 0.48975
158 | 0 | 1 | 1 | 1 | 1 | 0 | 0 | 1 | 0.51025 | 0.48975
159 | 1 | 1 | 1 | 1 | 1 | 0 | 0 | 1 | 0.51025 | 0.48975
160 | 0 | 0 | 0 | 0 | 0 | 1 | 0 | 1 | 0.51025 | 0.48975
161 | 1 | 0 | 0 | 0 | 0 | 1 | 0 | 1 | 0.51025 | 0.48975
162 | 0 | 1 | 0 | 0 | 0 | 1 | 0 | 1 | 0.51025 | 0.48975
163 | 1 | 1 | 0 | 0 | 0 | 1 | 0 | 1 | 0.51025 | 0.48975
164 | 0 | 0 | 1 | 0 | 0 | 1 | 0 | 1 | 0.51025 | 0.48975
165 | 1 | 0 | 1 | 0 | 0 | 1 | 0 | 1 | 0.51025 | 0.48975
166 | 0 | 1 | 1 | 0 | 0 | 1 | 0 | 1 | 0.51025 | 0.48975
167 | 1 | 1 | 1 | 0 | 0 | 1 | 0 | 1 | 0.51025 | 0.48975
168 | 0 | 0 | 0 | 1 | 0 | 1 | 0 | 1 | 0.51025 | 0.48975
169 | 1 | 0 | 0 | 1 | 0 | 1 | 0 | 1 | 0.51025 | 0.48975
170 | 0 | 1 | 0 | 1 | 0 | 1 | 0 | 1 | 0.51025 | 0.48975
171 | 1 | 1 | 0 | 1 | 0 | 1 | 0 | 1 | 0.51025 | 0.48975
172 | 0 | 0 | 1 | 1 | 0 | 1 | 0 | 1 | 0.51025 | 0.48975
173 | 1 | 0 | 1 | 1 | 0 | 1 | 0 | 1 | 0.51025 | 0.48975
174 | 0 | 1 | 1 | 1 | 0 | 1 | 0 | 1 | 0.51025 | 0.48975
175 | 1 | 1 | 1 | 1 | 0 | 1 | 0 | 1 | 0.51025 | 0.48975
176 | 0 | 0 | 0 | 0 | 1 | 1 | 0 | 1 | 0.51025 | 0.48975
177 | 1 | 0 | 0 | 0 | 1 | 1 | 0 | 1 | 0.51025 | 0.48975
178 | 0 | 1 | 0 | 0 | 1 | 1 | 0 | 1 | 0.51025 | 0.48975
179 | 1 | 1 | 0 | 0 | 1 | 1 | 0 | 1 | 0.51025 | 0.48975
180 | 0 | 0 | 1 | 0 | 1 | 1 | 0 | 1 | 0.51025 | 0.48975
181 | 1 | 0 | 1 | 0 | 1 | 1 | 0 | 1 | 0.51025 | 0.48975
182 | 0 | 1 | 1 | 0 | 1 | 1 | 0 | 1 | 0.51025 | 0.48975
183 | 1 | 1 | 1 | 0 | 1 | 1 | 0 | 1 | 0.51025 | 0.48975
184 | 0 | 0 | 0 | 1 | 1 | 1 | 0 | 1 | 0.51025 | 0.48975
185 | 1 | 0 | 0 | 1 | 1 | 1 | 0 | 1 | 0.51025 | 0.48975
186 | 0 | 1 | 0 | 1 | 1 | 1 | 0 | 1 | 0.51025 | 0.48975
187 | 1 | 1 | 0 | 1 | 1 | 1 | 0 | 1 | 0.51025 | 0.48975
188 | 0 | 0 | 1 | 1 | 1 | 1 | 0 | 1 | 0.51025 | 0.48975
189 | 1 | 0 | 1 | 1 | 1 | 1 | 0 | 1 | 0.51025 | 0.48975
190 | 0 | 1 | 1 | 1 | 1 | 1 | 0 | 1 | 0.51025 | 0.48975
191 | 1 | 1 | 1 | 1 | 1 | 1 | 0 | 1 | 0.51025 | 0.48975
192 | 0 | 0 | 0 | 0 | 0 | 0 | 1 | 1 | 0.51025 | 0.48975
193 | 1 | 0 | 0 | 0 | 0 | 0 | 1 | 1 | 0.51025 | 0.48975
194 | 0 | 1 | 0 | 0 | 0 | 0 | 1 | 1 | 0.51025 | 0.48975
195 | 1 | 1 | 0 | 0 | 0 | 0 | 1 | 1 | 0.51025 | 0.48975
196 | 0 | 0 | 1 | 0 | 0 | 0 | 1 | 1 | 0.51025 | 0.48975
197 | 1 | 0 | 1 | 0 | 0 | 0 | 1 | 1 | 0.51025 | 0.48975
198 | 0 | 1 | 1 | 0 | 0 | 0 | 1 | 1 | 0.51025 | 0.48975
199 | 1 | 1 | 1 | 0 | 0 | 0 | 1 | 1 | 0.51025 | 0.48975
200 | 0 | 0 | 0 | 1 | 0 | 0 | 1 | 1 | 0.51025 | 0.48975
201 | 1 | 0 | 0 | 1 | 0 | 0 | 1 | 1 | 0.51025 | 0.48975
202 | 0 | 1 | 0 | 1 | 0 | 0 | 1 | 1 | 0.51025 | 0.48975
203 | 1 | 1 | 0 | 1 | 0 | 0 | 1 | 1 | 0.51025 | 0.48975
204 | 0 | 0 | 1 | 1 | 0 | 0 | 1 | 1 | 0.51025 | 0.48975
205 | 1 | 0 | 1 | 1 | 0 | 0 | 1 | 1 | 0.51025 | 0.48975
206 | 0 | 1 | 1 | 1 | 0 | 0 | 1 | 1 | 0.51025 | 0.48975
207 | 1 | 1 | 1 | 1 | 0 | 0 | 1 | 1 | 0.51025 | 0.48975
208 | 0 | 0 | 0 | 0 | 1 | 0 | 1 | 1 | 0.51025 | 0.48975
209 | 1 | 0 | 0 | 0 | 1 | 0 | 1 | 1 | 0.51025 | 0.48975
210 | 0 | 1 | 0 | 0 | 1 | 0 | 1 | 1 | 0.51025 | 0.48975
211 | 1 | 1 | 0 | 0 | 1 | 0 | 1 | 1 | 0.51025 | 0.48975
212 | 0 | 0 | 1 | 0 | 1 | 0 | 1 | 1 | 0.51025 | 0.48975
213 | 1 | 0 | 1 | 0 | 1 | 0 | 1 | 1 | 0.51025 | 0.48975
214 | 0 | 1 | 1 | 0 | 1 | 0 | 1 | 1 | 0.51025 | 0.48975
215 | 1 | 1 | 1 | 0 | 1 | 0 | 1 | 1 | 0.5075 | 0.4925
216 | 0 | 0 | 0 | 1 | 1 | 0 | 1 | 1 | 0.51025 | 0.48975
217 | 1 | 0 | 0 | 1 | 1 | 0 | 1 | 1 | 0.51025 | 0.48975
218 | 0 | 1 | 0 | 1 | 1 | 0 | 1 | 1 | 0.51025 | 0.48975
219 | 1 | 1 | 0 | 1 | 1 | 0 | 1 | 1 | 0.51025 | 0.48975
220 | 0 | 0 | 1 | 1 | 1 | 0 | 1 | 1 | 0.51025 | 0.48975
221 | 1 | 0 | 1 | 1 | 1 | 0 | 1 | 1 | 0.51025 | 0.48975
222 | 0 | 1 | 1 | 1 | 1 | 0 | 1 | 1 | 0.18769 | 0.81231
223 | 1 | 1 | 1 | 1 | 1 | 0 | 1 | 1 | 0.044374 | 0.95563
224 | 0 | 0 | 0 | 0 | 0 | 1 | 1 | 1 | 0.51025 | 0.48975
225 | 1 | 0 | 0 | 0 | 0 | 1 | 1 | 1 | 0.51025 | 0.48975
226 | 0 | 1 | 0 | 0 | 0 | 1 | 1 | 1 | 0.51025 | 0.48975
227 | 1 | 1 | 0 | 0 | 0 | 1 | 1 | 1 | 0.51025 | 0.48975
228 | 0 | 0 | 1 | 0 | 0 | 1 | 1 | 1 | 0.51025 | 0.48975
229 | 1 | 0 | 1 | 0 | 0 | 1 | 1 | 1 | 0.51025 | 0.48975
230 | 0 | 1 | 1 | 0 | 0 | 1 | 1 | 1 | 0.51025 | 0.48975
231 | 1 | 1 | 1 | 0 | 0 | 1 | 1 | 1 | 0.51025 | 0.48975
232 | 0 | 0 | 0 | 1 | 0 | 1 | 1 | 1 | 0.51025 | 0.48975
233 | 1 | 0 | 0 | 1 | 0 | 1 | 1 | 1 | 0.51025 | 0.48975
234 | 0 | 1 | 0 | 1 | 0 | 1 | 1 | 1 | 0.51025 | 0.48975
235 | 1 | 1 | 0 | 1 | 0 | 1 | 1 | 1 | 0.51025 | 0.48975
236 | 0 | 0 | 1 | 1 | 0 | 1 | 1 | 1 | 0.51025 | 0.48975
237 | 1 | 0 | 1 | 1 | 0 | 1 | 1 | 1 | 0.51025 | 0.48975
238 | 0 | 1 | 1 | 1 | 0 | 1 | 1 | 1 | 0.51025 | 0.48975
239 | 1 | 1 | 1 | 1 | 0 | 1 | 1 | 1 | 0.51025 | 0.48975
240 | 0 | 0 | 0 | 0 | 1 | 1 | 1 | 1 | 0.51025 | 0.48975
241 | 1 | 0 | 0 | 0 | 1 | 1 | 1 | 1 | 0.51025 | 0.48975
242 | 0 | 1 | 0 | 0 | 1 | 1 | 1 | 1 | 0.51025 | 0.48975
243 | 1 | 1 | 0 | 0 | 1 | 1 | 1 | 1 | 0.51025 | 0.48975
244 | 0 | 0 | 1 | 0 | 1 | 1 | 1 | 1 | 0.51025 | 0.48975
245 | 1 | 0 | 1 | 0 | 1 | 1 | 1 | 1 | 0.51025 | 0.48975
246 | 0 | 1 | 1 | 0 | 1 | 1 | 1 | 1 | 0.51025 | 0.48975
247 | 1 | 1 | 1 | 0 | 1 | 1 | 1 | 1 | 0.40627 | 0.59373
248 | 0 | 0 | 0 | 1 | 1 | 1 | 1 | 1 | 0.51025 | 0.48975
249 | 1 | 0 | 0 | 1 | 1 | 1 | 1 | 1 | 0.51025 | 0.48975
250 | 0 | 1 | 0 | 1 | 1 | 1 | 1 | 1 | 0.51025 | 0.48975
251 | 1 | 1 | 0 | 1 | 1 | 1 | 1 | 1 | 0.40985 | 0.59015
252 | 0 | 0 | 1 | 1 | 1 | 1 | 1 | 1 | 0.51025 | 0.48975
253 | 1 | 0 | 1 | 1 | 1 | 1 | 1 | 1 | 0.51025 | 0.48975
254 | 0 | 1 | 1 | 1 | 1 | 1 | 1 | 1 | 0.15156 | 0.84844
255 | 1 | 1 | 1 | 1 | 1 | 1 | 1 | 1 | 0.027057 | 0.97294

## 0 Incorrect turbine operation
| P(0: Incorrect turbine operation = True) | P(0: Incorrect turbine operation = False)
0 | 0.0195 | 0.9805

## 0 Array cable disconnect
| P(0: Array cable disconnect = True) | P(0: Array cable disconnect = False)
0 | 0.02 | 0.98

## 0 Substation or grid interrupt
| P(0: Substation /grid interruption = True) | P(0: Substation /grid interruption = False)
0 | 0.01 | 0.99

## 0 RNA structural
| P(0: RNA structural = True) | P(0: RNA structural = False)
0 | 0.233 | 0.767

## 0 generator & gearbox
| P(0: generator & gearbox = True) | P(0: generator & gearbox = False)
0 | 0.288 | 0.712

## 0 turbine controls
| P(0: turbine controls = True) | P(0: turbine controls = False)
0 | 0.54337 | 0.45663

## 0 tower structural
| P(0: tower structural = True) | P(0: tower structural = False)
0 | 0.1285 | 0.8715

## 1 chain
| 1: Falling topside components | 1: Large hydrostatic offset | 1: Capsize | 1: Mooring -mooring clashing | 1: Change in mooring profile | P(1: chain = True) | P(1: chain = False)
0 | 0 | 0 | 0 | 0 | 0 | 0.5075 | 0.4925
1 | 1 | 0 | 0 | 0 | 0 | 0.5075 | 0.4925
2 | 0 | 1 | 0 | 0 | 0 | 0.5075 | 0.4925
3 | 1 | 1 | 0 | 0 | 0 | 0.5075 | 0.4925
4 | 0 | 0 | 1 | 0 | 0 | 0.5075 | 0.4925
5 | 1 | 0 | 1 | 0 | 0 | 0.5075 | 0.4925
6 | 0 | 1 | 1 | 0 | 0 | 0.5075 | 0.4925
7 | 1 | 1 | 1 | 0 | 0 | 0.5075 | 0.4925
8 | 0 | 0 | 0 | 1 | 0 | 0.5075 | 0.4925
9 | 1 | 0 | 0 | 1 | 0 | 0.5075 | 0.4925
10 | 0 | 1 | 0 | 1 | 0 | 0.5075 | 0.4925
11 | 1 | 1 | 0 | 1 | 0 | 0.5075 | 0.4925
12 | 0 | 0 | 1 | 1 | 0 | 0.5075 | 0.4925
13 | 1 | 0 | 1 | 1 | 0 | 0.5075 | 0.4925
14 | 0 | 1 | 1 | 1 | 0 | 0.5075 | 0.4925
15 | 1 | 1 | 1 | 1 | 0 | 0.5075 | 0.4925
16 | 0 | 0 | 0 | 0 | 1 | 0.5075 | 0.4925
17 | 1 | 0 | 0 | 0 | 1 | 0.5075 | 0.4925
18 | 0 | 1 | 0 | 0 | 1 | 0.5075 | 0.4925
19 | 1 | 1 | 0 | 0 | 1 | 0.5075 | 0.4925
20 | 0 | 0 | 1 | 0 | 1 | 0.5075 | 0.4925
21 | 1 | 0 | 1 | 0 | 1 | 0.5075 | 0.4925
22 | 0 | 1 | 1 | 0 | 1 | 0.5075 | 0.4925
23 | 1 | 1 | 1 | 0 | 1 | 0.28492 | 0.71508
24 | 0 | 0 | 0 | 1 | 1 | 0.5075 | 0.4925
25 | 1 | 0 | 0 | 1 | 1 | 0.5075 | 0.4925
26 | 0 | 1 | 0 | 1 | 1 | 0.5075 | 0.4925
27 | 1 | 1 | 0 | 1 | 1 | 0.5075 | 0.4925
28 | 0 | 0 | 1 | 1 | 1 | 0.5075 | 0.4925
29 | 1 | 0 | 1 | 1 | 1 | 0.5075 | 0.4925
30 | 0 | 1 | 1 | 1 | 1 | 0.5075 | 0.4925
31 | 1 | 1 | 1 | 1 | 1 | 0.015289 | 0.98471

## 1 synthetic rope
| P(1: synthetic rope = True) | P(1: synthetic rope = False)
0 | 0.0155 | 0.9845

## 1 wire rope
| P(1: wire rope = True) | P(1: wire rope = False)
0 | 0.015 | 0.985

## 1 connectors
| P(1: connectors = True) | P(1: connectors = False)
0 | 0.0155 | 0.9845

## 1 single anchor
| P(1: single anchor = True) | P(1: single anchor = False)
0 | 0.0155 | 0.9845

## 2 shared anchor
| 2: Excess mooring loads | 2: Anchor dragging | P(2: shared anchor = True) | P(2: shared anchor = False)
0 | 0 | 0 | 0.5075 | 0.4925
1 | 1 | 0 | 0.5075 | 0.4925
2 | 0 | 1 | 0.5075 | 0.4925
3 | 1 | 1 | 0.015157 | 0.98484

## 1 Excess dynamics
| 1: Turbine parked | 1: Compromised stability | P(1: Excess dynamics = True) | P(1: Excess dynamics = False)
0 | 0 | 0 | 0.54659 | 0.45341
1 | 1 | 0 | 0.54659 | 0.45341
2 | 0 | 1 | 0.54659 | 0.45341
3 | 1 | 1 | 0.094039 | 0.90596

## 1 Sink
| 1: platform (structural) | 1: platform (watertight) | P(1: Sink = True) | P(1: Sink = False)
0 | 0 | 0 | 0.09951 | 0.90049
1 | 1 | 0 | 0.050751 | 0.94925
2 | 0 | 1 | 0.050751 | 0.94925
3 | 1 | 1 | 0.0010076 | 0.99899

## 1 Mooring -cable clashing
| P(1: Mooring -cable clashing = True) | P(1: Mooring -cable clashing = False)
0 | 0.033968 | 0.96603

## 1 Anchor -cable clashing
| P(1: Anchor -cable clashing = True) | P(1: Anchor -cable clashing = False)
0 | 0.033968 | 0.96603

## 1 Change in cable profile
| 1: dynamic cable | 1: static cable | 1: terminations | 1: offshore joints | P(1: Change in cable profile = True) | P(1: Change in cable profile = False)
0 | 0 | 0 | 0 | 0 | 0.51025 | 0.48975
1 | 1 | 0 | 0 | 0 | 0.51025 | 0.48975
2 | 0 | 1 | 0 | 0 | 0.51025 | 0.48975
3 | 1 | 1 | 0 | 0 | 0.51025 | 0.48975
4 | 0 | 0 | 1 | 0 | 0.51025 | 0.48975
5 | 1 | 0 | 1 | 0 | 0.51025 | 0.48975
6 | 0 | 1 | 1 | 0 | 0.51025 | 0.48975
7 | 1 | 1 | 1 | 0 | 0.11033 | 0.88967
8 | 0 | 0 | 0 | 1 | 0.51025 | 0.48975
9 | 1 | 0 | 0 | 1 | 0.51025 | 0.48975
10 | 0 | 1 | 0 | 1 | 0.51025 | 0.48975
11 | 1 | 1 | 0 | 1 | 0.45117 | 0.54883
12 | 0 | 0 | 1 | 1 | 0.51025 | 0.48975
13 | 1 | 0 | 1 | 1 | 0.45399 | 0.54601
14 | 0 | 1 | 1 | 1 | 0.45399 | 0.54601
15 | 1 | 1 | 1 | 1 | 0.021991 | 0.97801

## 1 buoyancy modules
| P(1: buoyancy modules = True) | P(1: buoyancy modules = False)
0 | 0.33 | 0.67

## 1 tether & anchor systems
| P(1: tether & anchor systems = True) | P(1: tether & anchor systems = False)
0 | 0.025 | 0.975

## 1 cable protection system
| P(1: cable protection system = True) | P(1: cable protection system = False)
0 | 0.025 | 0.975

## 1 Excess mooring loads
| 1: clump weights or floats | P(1: Excess mooring loads = True) | P(1: Excess mooring loads = False)
0 | 0 | 0.0069781 | 0.99302
1 | 1 | 0.013647 | 0.98635

## 1 Anchor dragging
| 1: Excess anchor load | P(1: Anchor dragging = True) | P(1: Anchor dragging = False)
0 | 0 | 0.0069695 | 0.99303
1 | 1 | 0.013655 | 0.98634

## 2 Drift off station
| 3: Vessel or Aircraft Collision | 2: Mooring line nonfunctional | 3: Shared line nonfunctional | 3: Excessive load on cable | P(2: Drift off station = True) | P(2: Drift off station = False)
0 | 0 | 0 | 0 | 0 | 0.28043 | 0.71957
1 | 1 | 0 | 0 | 0 | 0.14206 | 0.85794
2 | 0 | 1 | 0 | 0 | 0.14337 | 0.85663
3 | 1 | 1 | 0 | 0 | 0.072503 | 0.9275
4 | 0 | 0 | 1 | 0 | 0.14337 | 0.85663
5 | 1 | 0 | 1 | 0 | 0.072752 | 0.92725
6 | 0 | 1 | 1 | 0 | 0.073419 | 0.92658
7 | 1 | 1 | 1 | 0 | 0.025227 | 0.97477
8 | 0 | 0 | 0 | 1 | 0.14481 | 0.85519
9 | 1 | 0 | 0 | 1 | 0.073481 | 0.92652
10 | 0 | 1 | 0 | 1 | 0.074155 | 0.92584
11 | 1 | 1 | 0 | 1 | 0.03762 | 0.96238
12 | 0 | 0 | 1 | 1 | 0.074155 | 0.92584
13 | 1 | 0 | 1 | 1 | 0.037748 | 0.96225
14 | 0 | 1 | 1 | 1 | 0.038092 | 0.96191
15 | 1 | 1 | 1 | 1 | 0.0010193 | 0.99898

## 2 chain
| 2: Falling topside components | 2: Large hydrostatic offset | 2: Capsize | 2: Mooring -mooring clashing | 2: Change in mooring profile | P(2: chain = True) | P(2: chain = False)
0 | 0 | 0 | 0 | 0 | 0 | 0.5075 | 0.4925
1 | 1 | 0 | 0 | 0 | 0 | 0.5075 | 0.4925
2 | 0 | 1 | 0 | 0 | 0 | 0.5075 | 0.4925
3 | 1 | 1 | 0 | 0 | 0 | 0.5075 | 0.4925
4 | 0 | 0 | 1 | 0 | 0 | 0.5075 | 0.4925
5 | 1 | 0 | 1 | 0 | 0 | 0.5075 | 0.4925
6 | 0 | 1 | 1 | 0 | 0 | 0.5075 | 0.4925
7 | 1 | 1 | 1 | 0 | 0 | 0.5075 | 0.4925
8 | 0 | 0 | 0 | 1 | 0 | 0.5075 | 0.4925
9 | 1 | 0 | 0 | 1 | 0 | 0.5075 | 0.4925
10 | 0 | 1 | 0 | 1 | 0 | 0.5075 | 0.4925
11 | 1 | 1 | 0 | 1 | 0 | 0.5075 | 0.4925
12 | 0 | 0 | 1 | 1 | 0 | 0.5075 | 0.4925
13 | 1 | 0 | 1 | 1 | 0 | 0.5075 | 0.4925
14 | 0 | 1 | 1 | 1 | 0 | 0.5075 | 0.4925
15 | 1 | 1 | 1 | 1 | 0 | 0.5075 | 0.4925
16 | 0 | 0 | 0 | 0 | 1 | 0.5075 | 0.4925
17 | 1 | 0 | 0 | 0 | 1 | 0.5075 | 0.4925
18 | 0 | 1 | 0 | 0 | 1 | 0.5075 | 0.4925
19 | 1 | 1 | 0 | 0 | 1 | 0.5075 | 0.4925
20 | 0 | 0 | 1 | 0 | 1 | 0.5075 | 0.4925
21 | 1 | 0 | 1 | 0 | 1 | 0.5075 | 0.4925
22 | 0 | 1 | 1 | 0 | 1 | 0.5075 | 0.4925
23 | 1 | 1 | 1 | 0 | 1 | 0.28492 | 0.71508
24 | 0 | 0 | 0 | 1 | 1 | 0.5075 | 0.4925
25 | 1 | 0 | 0 | 1 | 1 | 0.5075 | 0.4925
26 | 0 | 1 | 0 | 1 | 1 | 0.5075 | 0.4925
27 | 1 | 1 | 0 | 1 | 1 | 0.5075 | 0.4925
28 | 0 | 0 | 1 | 1 | 1 | 0.5075 | 0.4925
29 | 1 | 0 | 1 | 1 | 1 | 0.5075 | 0.4925
30 | 0 | 1 | 1 | 1 | 1 | 0.5075 | 0.4925
31 | 1 | 1 | 1 | 1 | 1 | 0.015289 | 0.98471

## 2 synthetic rope
| P(2: synthetic rope = True) | P(2: synthetic rope = False)
0 | 0.0155 | 0.9845

## 2 wire rope
| P(2: wire rope = True) | P(2: wire rope = False)
0 | 0.015 | 0.985

## 2 connectors
| P(2: connectors = True) | P(2: connectors = False)
0 | 0.0155 | 0.9845

## 2 single anchor
| P(2: single anchor = True) | P(2: single anchor = False)
0 | 0.0155 | 0.9845

## 3 shared anchor
| 3: Excess mooring loads | 3: Anchor dragging | P(3: shared anchor = True) | P(3: shared anchor = False)
0 | 0 | 0 | 0.5075 | 0.4925
1 | 1 | 0 | 0.5075 | 0.4925
2 | 0 | 1 | 0.5075 | 0.4925
3 | 1 | 1 | 0.015157 | 0.98484

## 2 Excess dynamics
| 2: Turbine parked | 2: Compromised stability | P(2: Excess dynamics = True) | P(2: Excess dynamics = False)
0 | 0 | 0 | 0.54659 | 0.45341
1 | 1 | 0 | 0.54659 | 0.45341
2 | 0 | 1 | 0.54659 | 0.45341
3 | 1 | 1 | 0.094039 | 0.90596

## 2 Sink
| 2: platform (structural) | 2: platform (watertight) | P(2: Sink = True) | P(2: Sink = False)
0 | 0 | 0 | 0.09951 | 0.90049
1 | 1 | 0 | 0.050751 | 0.94925
2 | 0 | 1 | 0.050751 | 0.94925
3 | 1 | 1 | 0.0010076 | 0.99899

## 2 Mooring -cable clashing
| P(2: Mooring -cable clashing = True) | P(2: Mooring -cable clashing = False)
0 | 0.033968 | 0.96603

## 2 Anchor -cable clashing
| P(2: Anchor -cable clashing = True) | P(2: Anchor -cable clashing = False)
0 | 0.033968 | 0.96603

## 2 Change in cable profile
| 2: dynamic cable | 2: static cable | 2: terminations | 2: offshore joints | P(2: Change in cable profile = True) | P(2: Change in cable profile = False)
0 | 0 | 0 | 0 | 0 | 0.51025 | 0.48975
1 | 1 | 0 | 0 | 0 | 0.51025 | 0.48975
2 | 0 | 1 | 0 | 0 | 0.51025 | 0.48975
3 | 1 | 1 | 0 | 0 | 0.51025 | 0.48975
4 | 0 | 0 | 1 | 0 | 0.51025 | 0.48975
5 | 1 | 0 | 1 | 0 | 0.51025 | 0.48975
6 | 0 | 1 | 1 | 0 | 0.51025 | 0.48975
7 | 1 | 1 | 1 | 0 | 0.11033 | 0.88967
8 | 0 | 0 | 0 | 1 | 0.51025 | 0.48975
9 | 1 | 0 | 0 | 1 | 0.51025 | 0.48975
10 | 0 | 1 | 0 | 1 | 0.51025 | 0.48975
11 | 1 | 1 | 0 | 1 | 0.45117 | 0.54883
12 | 0 | 0 | 1 | 1 | 0.51025 | 0.48975
13 | 1 | 0 | 1 | 1 | 0.45399 | 0.54601
14 | 0 | 1 | 1 | 1 | 0.45399 | 0.54601
15 | 1 | 1 | 1 | 1 | 0.021991 | 0.97801

## 2 buoyancy modules
| P(2: buoyancy modules = True) | P(2: buoyancy modules = False)
0 | 0.33 | 0.67

## 2 tether & anchor systems
| P(2: tether & anchor systems = True) | P(2: tether & anchor systems = False)
0 | 0.025 | 0.975

## 2 cable protection system
| P(2: cable protection system = True) | P(2: cable protection system = False)
0 | 0.025 | 0.975

## 1 Falling topside components
| 1: RNA structural | 1: tower structural | P(1: Falling topside components = True) | P(1: Falling topside components = False)
0 | 0 | 0 | 0.037463 | 0.96254
1 | 1 | 0 | 0.026973 | 0.97303
2 | 0 | 1 | 0.015363 | 0.98464
3 | 1 | 1 | 0.0065816 | 0.99342

## 1 Large hydrostatic offset
| 1: ballast system failure | P(1: Large hydrostatic offset = True) | P(1: Large hydrostatic offset = False)
0 | 0 | 0.000505 | 0.9995
1 | 1 | 0.000995 | 0.99901

## 1 Capsize
| P(1: Capsize = True) | P(1: Capsize = False)
0 | 0.001 | 0.999

## 1 Mooring -mooring clashing
| P(1: Mooring -mooring clashing = True) | P(1: Mooring -mooring clashing = False)
0 | 0.027311 | 0.97269

## 1 Change in mooring profile
| P(1: Change in mooring profile = True) | P(1: Change in mooring profile = False)
0 | 0.01375 | 0.98625

## 2 Excess mooring loads
| 2: clump weights or floats | P(2: Excess mooring loads = True) | P(2: Excess mooring loads = False)
0 | 0 | 0.0069781 | 0.99302
1 | 1 | 0.013647 | 0.98635

## 2 Anchor dragging
| 2: Excess anchor load | P(2: Anchor dragging = True) | P(2: Anchor dragging = False)
0 | 0 | 0.0069695 | 0.99303
1 | 1 | 0.013655 | 0.98634

## 1 Turbine parked
| 1: Incorrect turbine operation | 1: Array cable disconnect | 1: Substation /grid interruption | 1: generator & gearbox | 1: turbine controls | P(1: Turbine parked = True) | P(1: Turbine parked = False)
0 | 0 | 0 | 0 | 0 | 0 | 0.50875 | 0.49125
1 | 1 | 0 | 0 | 0 | 0 | 0.50875 | 0.49125
2 | 0 | 1 | 0 | 0 | 0 | 0.50875 | 0.49125
3 | 1 | 1 | 0 | 0 | 0 | 0.50875 | 0.49125
4 | 0 | 0 | 1 | 0 | 0 | 0.50875 | 0.49125
5 | 1 | 0 | 1 | 0 | 0 | 0.50875 | 0.49125
6 | 0 | 1 | 1 | 0 | 0 | 0.50875 | 0.49125
7 | 1 | 1 | 1 | 0 | 0 | 0.04881 | 0.95119
8 | 0 | 0 | 0 | 1 | 0 | 0.50875 | 0.49125
9 | 1 | 0 | 0 | 1 | 0 | 0.50875 | 0.49125
10 | 0 | 1 | 0 | 1 | 0 | 0.50875 | 0.49125
11 | 1 | 1 | 0 | 1 | 0 | 0.50875 | 0.49125
12 | 0 | 0 | 1 | 1 | 0 | 0.50875 | 0.49125
13 | 1 | 0 | 1 | 1 | 0 | 0.50875 | 0.49125
14 | 0 | 1 | 1 | 1 | 0 | 0.50875 | 0.49125
15 | 1 | 1 | 1 | 1 | 0 | 0.027698 | 0.9723
16 | 0 | 0 | 0 | 0 | 1 | 0.50875 | 0.49125
17 | 1 | 0 | 0 | 0 | 1 | 0.50875 | 0.49125
18 | 0 | 1 | 0 | 0 | 1 | 0.50875 | 0.49125
19 | 1 | 1 | 0 | 0 | 1 | 0.50875 | 0.49125
20 | 0 | 0 | 1 | 0 | 1 | 0.50875 | 0.49125
21 | 1 | 0 | 1 | 0 | 1 | 0.50875 | 0.49125
22 | 0 | 1 | 1 | 0 | 1 | 0.50875 | 0.49125
23 | 1 | 1 | 1 | 0 | 1 | 0.051196 | 0.9488
24 | 0 | 0 | 0 | 1 | 1 | 0.50875 | 0.49125
25 | 1 | 0 | 0 | 1 | 1 | 0.50875 | 0.49125
26 | 0 | 1 | 0 | 1 | 1 | 0.50875 | 0.49125
27 | 1 | 1 | 0 | 1 | 1 | 0.50875 | 0.49125
28 | 0 | 0 | 1 | 1 | 1 | 0.50875 | 0.49125
29 | 1 | 0 | 1 | 1 | 1 | 0.50875 | 0.49125
30 | 0 | 1 | 1 | 1 | 1 | 0.50875 | 0.49125
31 | 1 | 1 | 1 | 1 | 1 | 0.031297 | 0.9687

## 1 Compromised stability
| P(1: Compromised stability = True) | P(1: Compromised stability = False)
0 | 0.001 | 0.999

## 1 platform (structural)
| 1: Increased turbine loads | P(1: platform (structural) = True) | P(1: platform (structural) = False)
0 | 0 | 0.0050975 | 0.9949
1 | 1 | 0.0099025 | 0.9901

## 1 platform (watertight)
| P(1: platform (watertight) = True) | P(1: platform (watertight) = False)
0 | 0.01 | 0.99

## 1 dynamic cable
| P(1: dynamic cable = True) | P(1: dynamic cable = False)
0 | 0.025 | 0.975

## 1 static cable
| P(1: static cable = True) | P(1: static cable = False)
0 | 0.025 | 0.975

## 1 terminations
| P(1: terminations = True) | P(1: terminations = False)
0 | 0.025 | 0.975

## 1 offshore joints
| P(1: offshore joints = True) | P(1: offshore joints = False)
0 | 0.105 | 0.895

## 1 clump weights or floats
| P(1: clump weights or floats = True) | P(1: clump weights or floats = False)
0 | 0.015 | 0.985

## 1 Excess anchor load
| P(1: Excess anchor load = True) | P(1: Excess anchor load = False)
0 | 0.01375 | 0.98625

## 3 Vessel or Aircraft Collision
| 3: Drift off station | P(3: Vessel or Aircraft Collision = True) | P(3: Vessel or Aircraft Collision = False)
0 | 0 | 0.00050681 | 0.99949
1 | 1 | 0.013618 | 0.98638

## 2 Mooring line nonfunctional
| P(2: Mooring line nonfunctional = True) | P(2: Mooring line nonfunctional = False)
0 | 0.01375 | 0.98625

## 3 Shared line nonfunctional
| 3: chain | 3: synthetic rope | 3: wire rope | 3: connectors | 3: single anchor | 4: shared anchor | P(3: Shared line nonfunctional = True) | P(3: Shared line nonfunctional = False)
0 | 0 | 0 | 0 | 0 | 0 | 0 | 0.50687 | 0.49312
1 | 1 | 0 | 0 | 0 | 0 | 0 | 0.50687 | 0.49312
2 | 0 | 1 | 0 | 0 | 0 | 0 | 0.50687 | 0.49312
3 | 1 | 1 | 0 | 0 | 0 | 0 | 0.50688 | 0.49312
4 | 0 | 0 | 1 | 0 | 0 | 0 | 0.50688 | 0.49312
5 | 1 | 0 | 1 | 0 | 0 | 0 | 0.50687 | 0.49312
6 | 0 | 1 | 1 | 0 | 0 | 0 | 0.50688 | 0.49312
7 | 1 | 1 | 1 | 0 | 0 | 0 | 0.50687 | 0.49312
8 | 0 | 0 | 0 | 1 | 0 | 0 | 0.50687 | 0.49312
9 | 1 | 0 | 0 | 1 | 0 | 0 | 0.50687 | 0.49312
10 | 0 | 1 | 0 | 1 | 0 | 0 | 0.50687 | 0.49312
11 | 1 | 1 | 0 | 1 | 0 | 0 | 0.50687 | 0.49312
12 | 0 | 0 | 1 | 1 | 0 | 0 | 0.50688 | 0.49312
13 | 1 | 0 | 1 | 1 | 0 | 0 | 0.50687 | 0.49312
14 | 0 | 1 | 1 | 1 | 0 | 0 | 0.50687 | 0.49312
15 | 1 | 1 | 1 | 1 | 0 | 0 | 0.50687 | 0.49312
16 | 0 | 0 | 0 | 0 | 1 | 0 | 0.50687 | 0.49312
17 | 1 | 0 | 0 | 0 | 1 | 0 | 0.50687 | 0.49312
18 | 0 | 1 | 0 | 0 | 1 | 0 | 0.50687 | 0.49312
19 | 1 | 1 | 0 | 0 | 1 | 0 | 0.50687 | 0.49312
20 | 0 | 0 | 1 | 0 | 1 | 0 | 0.50688 | 0.49312
21 | 1 | 0 | 1 | 0 | 1 | 0 | 0.50687 | 0.49312
22 | 0 | 1 | 1 | 0 | 1 | 0 | 0.50687 | 0.49312
23 | 1 | 1 | 1 | 0 | 1 | 0 | 0.50687 | 0.49312
24 | 0 | 0 | 0 | 1 | 1 | 0 | 0.50687 | 0.49312
25 | 1 | 0 | 0 | 1 | 1 | 0 | 0.50688 | 0.49312
26 | 0 | 1 | 0 | 1 | 1 | 0 | 0.50687 | 0.49312
27 | 1 | 1 | 0 | 1 | 1 | 0 | 0.50687 | 0.49312
28 | 0 | 0 | 1 | 1 | 1 | 0 | 0.50687 | 0.49312
29 | 1 | 0 | 1 | 1 | 1 | 0 | 0.50687 | 0.49312
30 | 0 | 1 | 1 | 1 | 1 | 0 | 0.50687 | 0.49312
31 | 1 | 1 | 1 | 1 | 1 | 0 | 0.4758 | 0.5242
32 | 0 | 0 | 0 | 0 | 0 | 1 | 0.50688 | 0.49312
33 | 1 | 0 | 0 | 0 | 0 | 1 | 0.50688 | 0.49312
34 | 0 | 1 | 0 | 0 | 0 | 1 | 0.50687 | 0.49312
35 | 1 | 1 | 0 | 0 | 0 | 1 | 0.50687 | 0.49312
36 | 0 | 0 | 1 | 0 | 0 | 1 | 0.50688 | 0.49312
37 | 1 | 0 | 1 | 0 | 0 | 1 | 0.50687 | 0.49312
38 | 0 | 1 | 1 | 0 | 0 | 1 | 0.50688 | 0.49312
39 | 1 | 1 | 1 | 0 | 0 | 1 | 0.50687 | 0.49312
40 | 0 | 0 | 0 | 1 | 0 | 1 | 0.50687 | 0.49312
41 | 1 | 0 | 0 | 1 | 0 | 1 | 0.50688 | 0.49312
42 | 0 | 1 | 0 | 1 | 0 | 1 | 0.50687 | 0.49312
43 | 1 | 1 | 0 | 1 | 0 | 1 | 0.50687 | 0.49312
44 | 0 | 0 | 1 | 1 | 0 | 1 | 0.50688 | 0.49312
45 | 1 | 0 | 1 | 1 | 0 | 1 | 0.50687 | 0.49312
46 | 0 | 1 | 1 | 1 | 0 | 1 | 0.50688 | 0.49312
47 | 1 | 1 | 1 | 1 | 0 | 1 | 0.46237 | 0.53763
48 | 0 | 0 | 0 | 0 | 1 | 1 | 0.50687 | 0.49312
49 | 1 | 0 | 0 | 0 | 1 | 1 | 0.50688 | 0.49312
50 | 0 | 1 | 0 | 0 | 1 | 1 | 0.50687 | 0.49312
51 | 1 | 1 | 0 | 0 | 1 | 1 | 0.50687 | 0.49312
52 | 0 | 0 | 1 | 0 | 1 | 1 | 0.50688 | 0.49312
53 | 1 | 0 | 1 | 0 | 1 | 1 | 0.50687 | 0.49312
54 | 0 | 1 | 1 | 0 | 1 | 1 | 0.50688 | 0.49312
55 | 1 | 1 | 1 | 0 | 1 | 1 | 0.46417 | 0.53583
56 | 0 | 0 | 0 | 1 | 1 | 1 | 0.50687 | 0.49312
57 | 1 | 0 | 0 | 1 | 1 | 1 | 0.50687 | 0.49312
58 | 0 | 1 | 0 | 1 | 1 | 1 | 0.50687 | 0.49312
59 | 1 | 1 | 0 | 1 | 1 | 1 | 0.48134 | 0.51866
60 | 0 | 0 | 1 | 1 | 1 | 1 | 0.50688 | 0.49312
61 | 1 | 0 | 1 | 1 | 1 | 1 | 0.46767 | 0.53233
62 | 0 | 1 | 1 | 1 | 1 | 1 | 0.48315 | 0.51685
63 | 1 | 1 | 1 | 1 | 1 | 1 | 0.01413 | 0.98587

## 3 Excessive load on cable
| 3: Excess dynamics | 3: Sink | 3: Mooring -cable clashing | 3: Anchor -cable clashing | 3: Change in cable profile | 3: buoyancy modules | 3: tether & anchor systems | 3: cable protection system | P(3: Excessive load on cable = True) | P(3: Excessive load on cable = False)
0 | 0 | 0 | 0 | 0 | 0 | 0 | 0 | 0 | 0.51025 | 0.48975
1 | 1 | 0 | 0 | 0 | 0 | 0 | 0 | 0 | 0.51025 | 0.48975
2 | 0 | 1 | 0 | 0 | 0 | 0 | 0 | 0 | 0.51025 | 0.48975
3 | 1 | 1 | 0 | 0 | 0 | 0 | 0 | 0 | 0.51025 | 0.48975
4 | 0 | 0 | 1 | 0 | 0 | 0 | 0 | 0 | 0.51025 | 0.48975
5 | 1 | 0 | 1 | 0 | 0 | 0 | 0 | 0 | 0.51025 | 0.48975
6 | 0 | 1 | 1 | 0 | 0 | 0 | 0 | 0 | 0.51025 | 0.48975
7 | 1 | 1 | 1 | 0 | 0 | 0 | 0 | 0 | 0.51025 | 0.48975
8 | 0 | 0 | 0 | 1 | 0 | 0 | 0 | 0 | 0.51025 | 0.48975
9 | 1 | 0 | 0 | 1 | 0 | 0 | 0 | 0 | 0.51025 | 0.48975
10 | 0 | 1 | 0 | 1 | 0 | 0 | 0 | 0 | 0.51025 | 0.48975
11 | 1 | 1 | 0 | 1 | 0 | 0 | 0 | 0 | 0.51025 | 0.48975
12 | 0 | 0 | 1 | 1 | 0 | 0 | 0 | 0 | 0.51025 | 0.48975
13 | 1 | 0 | 1 | 1 | 0 | 0 | 0 | 0 | 0.51025 | 0.48975
14 | 0 | 1 | 1 | 1 | 0 | 0 | 0 | 0 | 0.51025 | 0.48975
15 | 1 | 1 | 1 | 1 | 0 | 0 | 0 | 0 | 0.51025 | 0.48975
16 | 0 | 0 | 0 | 0 | 1 | 0 | 0 | 0 | 0.51025 | 0.48975
17 | 1 | 0 | 0 | 0 | 1 | 0 | 0 | 0 | 0.51025 | 0.48975
18 | 0 | 1 | 0 | 0 | 1 | 0 | 0 | 0 | 0.51025 | 0.48975
19 | 1 | 1 | 0 | 0 | 1 | 0 | 0 | 0 | 0.51025 | 0.48975
20 | 0 | 0 | 1 | 0 | 1 | 0 | 0 | 0 | 0.51025 | 0.48975
21 | 1 | 0 | 1 | 0 | 1 | 0 | 0 | 0 | 0.51025 | 0.48975
22 | 0 | 1 | 1 | 0 | 1 | 0 | 0 | 0 | 0.51025 | 0.48975
23 | 1 | 1 | 1 | 0 | 1 | 0 | 0 | 0 | 0.51025 | 0.48975
24 | 0 | 0 | 0 | 1 | 1 | 0 | 0 | 0 | 0.51025 | 0.48975
25 | 1 | 0 | 0 | 1 | 1 | 0 | 0 | 0 | 0.51025 | 0.48975
26 | 0 | 1 | 0 | 1 | 1 | 0 | 0 | 0 | 0.51025 | 0.48975
27 | 1 | 1 | 0 | 1 | 1 | 0 | 0 | 0 | 0.51025 | 0.48975
28 | 0 | 0 | 1 | 1 | 1 | 0 | 0 | 0 | 0.51025 | 0.48975
29 | 1 | 0 | 1 | 1 | 1 | 0 | 0 | 0 | 0.51025 | 0.48975
30 | 0 | 1 | 1 | 1 | 1 | 0 | 0 | 0 | 0.51025 | 0.48975
31 | 1 | 1 | 1 | 1 | 1 | 0 | 0 | 0 | 0.51025 | 0.48975
32 | 0 | 0 | 0 | 0 | 0 | 1 | 0 | 0 | 0.51025 | 0.48975
33 | 1 | 0 | 0 | 0 | 0 | 1 | 0 | 0 | 0.51025 | 0.48975
34 | 0 | 1 | 0 | 0 | 0 | 1 | 0 | 0 | 0.51025 | 0.48975
35 | 1 | 1 | 0 | 0 | 0 | 1 | 0 | 0 | 0.51025 | 0.48975
36 | 0 | 0 | 1 | 0 | 0 | 1 | 0 | 0 | 0.51025 | 0.48975
37 | 1 | 0 | 1 | 0 | 0 | 1 | 0 | 0 | 0.51025 | 0.48975
38 | 0 | 1 | 1 | 0 | 0 | 1 | 0 | 0 | 0.51025 | 0.48975
39 | 1 | 1 | 1 | 0 | 0 | 1 | 0 | 0 | 0.51025 | 0.48975
40 | 0 | 0 | 0 | 1 | 0 | 1 | 0 | 0 | 0.51025 | 0.48975
41 | 1 | 0 | 0 | 1 | 0 | 1 | 0 | 0 | 0.51025 | 0.48975
42 | 0 | 1 | 0 | 1 | 0 | 1 | 0 | 0 | 0.51025 | 0.48975
43 | 1 | 1 | 0 | 1 | 0 | 1 | 0 | 0 | 0.51025 | 0.48975
44 | 0 | 0 | 1 | 1 | 0 | 1 | 0 | 0 | 0.51025 | 0.48975
45 | 1 | 0 | 1 | 1 | 0 | 1 | 0 | 0 | 0.51025 | 0.48975
46 | 0 | 1 | 1 | 1 | 0 | 1 | 0 | 0 | 0.51025 | 0.48975
47 | 1 | 1 | 1 | 1 | 0 | 1 | 0 | 0 | 0.51025 | 0.48975
48 | 0 | 0 | 0 | 0 | 1 | 1 | 0 | 0 | 0.51025 | 0.48975
49 | 1 | 0 | 0 | 0 | 1 | 1 | 0 | 0 | 0.51025 | 0.48975
50 | 0 | 1 | 0 | 0 | 1 | 1 | 0 | 0 | 0.51025 | 0.48975
51 | 1 | 1 | 0 | 0 | 1 | 1 | 0 | 0 | 0.51025 | 0.48975
52 | 0 | 0 | 1 | 0 | 1 | 1 | 0 | 0 | 0.51025 | 0.48975
53 | 1 | 0 | 1 | 0 | 1 | 1 | 0 | 0 | 0.51025 | 0.48975
54 | 0 | 1 | 1 | 0 | 1 | 1 | 0 | 0 | 0.51025 | 0.48975
55 | 1 | 1 | 1 | 0 | 1 | 1 | 0 | 0 | 0.51025 | 0.48975
56 | 0 | 0 | 0 | 1 | 1 | 1 | 0 | 0 | 0.51025 | 0.48975
57 | 1 | 0 | 0 | 1 | 1 | 1 | 0 | 0 | 0.51025 | 0.48975
58 | 0 | 1 | 0 | 1 | 1 | 1 | 0 | 0 | 0.51025 | 0.48975
59 | 1 | 1 | 0 | 1 | 1 | 1 | 0 | 0 | 0.51025 | 0.48975
60 | 0 | 0 | 1 | 1 | 1 | 1 | 0 | 0 | 0.51025 | 0.48975
61 | 1 | 0 | 1 | 1 | 1 | 1 | 0 | 0 | 0.51025 | 0.48975
62 | 0 | 1 | 1 | 1 | 1 | 1 | 0 | 0 | 0.51025 | 0.48975
63 | 1 | 1 | 1 | 1 | 1 | 1 | 0 | 0 | 0.51025 | 0.48975
64 | 0 | 0 | 0 | 0 | 0 | 0 | 1 | 0 | 0.51025 | 0.48975
65 | 1 | 0 | 0 | 0 | 0 | 0 | 1 | 0 | 0.51025 | 0.48975
66 | 0 | 1 | 0 | 0 | 0 | 0 | 1 | 0 | 0.51025 | 0.48975
67 | 1 | 1 | 0 | 0 | 0 | 0 | 1 | 0 | 0.51025 | 0.48975
68 | 0 | 0 | 1 | 0 | 0 | 0 | 1 | 0 | 0.51025 | 0.48975
69 | 1 | 0 | 1 | 0 | 0 | 0 | 1 | 0 | 0.51025 | 0.48975
70 | 0 | 1 | 1 | 0 | 0 | 0 | 1 | 0 | 0.51025 | 0.48975
71 | 1 | 1 | 1 | 0 | 0 | 0 | 1 | 0 | 0.51025 | 0.48975
72 | 0 | 0 | 0 | 1 | 0 | 0 | 1 | 0 | 0.51025 | 0.48975
73 | 1 | 0 | 0 | 1 | 0 | 0 | 1 | 0 | 0.51025 | 0.48975
74 | 0 | 1 | 0 | 1 | 0 | 0 | 1 | 0 | 0.51025 | 0.48975
75 | 1 | 1 | 0 | 1 | 0 | 0 | 1 | 0 | 0.51025 | 0.48975
76 | 0 | 0 | 1 | 1 | 0 | 0 | 1 | 0 | 0.51025 | 0.48975
77 | 1 | 0 | 1 | 1 | 0 | 0 | 1 | 0 | 0.51025 | 0.48975
78 | 0 | 1 | 1 | 1 | 0 | 0 | 1 | 0 | 0.51025 | 0.48975
79 | 1 | 1 | 1 | 1 | 0 | 0 | 1 | 0 | 0.51025 | 0.48975
80 | 0 | 0 | 0 | 0 | 1 | 0 | 1 | 0 | 0.51025 | 0.48975
81 | 1 | 0 | 0 | 0 | 1 | 0 | 1 | 0 | 0.51025 | 0.48975
82 | 0 | 1 | 0 | 0 | 1 | 0 | 1 | 0 | 0.51025 | 0.48975
83 | 1 | 1 | 0 | 0 | 1 | 0 | 1 | 0 | 0.51025 | 0.48975
84 | 0 | 0 | 1 | 0 | 1 | 0 | 1 | 0 | 0.51025 | 0.48975
85 | 1 | 0 | 1 | 0 | 1 | 0 | 1 | 0 | 0.51025 | 0.48975
86 | 0 | 1 | 1 | 0 | 1 | 0 | 1 | 0 | 0.51025 | 0.48975
87 | 1 | 1 | 1 | 0 | 1 | 0 | 1 | 0 | 0.51025 | 0.48975
88 | 0 | 0 | 0 | 1 | 1 | 0 | 1 | 0 | 0.51025 | 0.48975
89 | 1 | 0 | 0 | 1 | 1 | 0 | 1 | 0 | 0.51025 | 0.48975
90 | 0 | 1 | 0 | 1 | 1 | 0 | 1 | 0 | 0.51025 | 0.48975
91 | 1 | 1 | 0 | 1 | 1 | 0 | 1 | 0 | 0.51025 | 0.48975
92 | 0 | 0 | 1 | 1 | 1 | 0 | 1 | 0 | 0.51025 | 0.48975
93 | 1 | 0 | 1 | 1 | 1 | 0 | 1 | 0 | 0.51025 | 0.48975
94 | 0 | 1 | 1 | 1 | 1 | 0 | 1 | 0 | 0.51025 | 0.48975
95 | 1 | 1 | 1 | 1 | 1 | 0 | 1 | 0 | 0.51025 | 0.48975
96 | 0 | 0 | 0 | 0 | 0 | 1 | 1 | 0 | 0.51025 | 0.48975
97 | 1 | 0 | 0 | 0 | 0 | 1 | 1 | 0 | 0.51025 | 0.48975
98 | 0 | 1 | 0 | 0 | 0 | 1 | 1 | 0 | 0.51025 | 0.48975
99 | 1 | 1 | 0 | 0 | 0 | 1 | 1 | 0 | 0.51025 | 0.48975
100 | 0 | 0 | 1 | 0 | 0 | 1 | 1 | 0 | 0.51025 | 0.48975
101 | 1 | 0 | 1 | 0 | 0 | 1 | 1 | 0 | 0.51025 | 0.48975
102 | 0 | 1 | 1 | 0 | 0 | 1 | 1 | 0 | 0.51025 | 0.48975
103 | 1 | 1 | 1 | 0 | 0 | 1 | 1 | 0 | 0.51025 | 0.48975
104 | 0 | 0 | 0 | 1 | 0 | 1 | 1 | 0 | 0.51025 | 0.48975
105 | 1 | 0 | 0 | 1 | 0 | 1 | 1 | 0 | 0.51025 | 0.48975
106 | 0 | 1 | 0 | 1 | 0 | 1 | 1 | 0 | 0.51025 | 0.48975
107 | 1 | 1 | 0 | 1 | 0 | 1 | 1 | 0 | 0.51025 | 0.48975
108 | 0 | 0 | 1 | 1 | 0 | 1 | 1 | 0 | 0.51025 | 0.48975
109 | 1 | 0 | 1 | 1 | 0 | 1 | 1 | 0 | 0.51025 | 0.48975
110 | 0 | 1 | 1 | 1 | 0 | 1 | 1 | 0 | 0.51025 | 0.48975
111 | 1 | 1 | 1 | 1 | 0 | 1 | 1 | 0 | 0.51025 | 0.48975
112 | 0 | 0 | 0 | 0 | 1 | 1 | 1 | 0 | 0.51025 | 0.48975
113 | 1 | 0 | 0 | 0 | 1 | 1 | 1 | 0 | 0.51025 | 0.48975
114 | 0 | 1 | 0 | 0 | 1 | 1 | 1 | 0 | 0.51025 | 0.48975
115 | 1 | 1 | 0 | 0 | 1 | 1 | 1 | 0 | 0.51025 | 0.48975
116 | 0 | 0 | 1 | 0 | 1 | 1 | 1 | 0 | 0.51025 | 0.48975
117 | 1 | 0 | 1 | 0 | 1 | 1 | 1 | 0 | 0.51025 | 0.48975
118 | 0 | 1 | 1 | 0 | 1 | 1 | 1 | 0 | 0.51025 | 0.48975
119 | 1 | 1 | 1 | 0 | 1 | 1 | 1 | 0 | 0.51025 | 0.48975
120 | 0 | 0 | 0 | 1 | 1 | 1 | 1 | 0 | 0.51025 | 0.48975
121 | 1 | 0 | 0 | 1 | 1 | 1 | 1 | 0 | 0.51025 | 0.48975
122 | 0 | 1 | 0 | 1 | 1 | 1 | 1 | 0 | 0.51025 | 0.48975
123 | 1 | 1 | 0 | 1 | 1 | 1 | 1 | 0 | 0.51025 | 0.48975
124 | 0 | 0 | 1 | 1 | 1 | 1 | 1 | 0 | 0.51025 | 0.48975
125 | 1 | 0 | 1 | 1 | 1 | 1 | 1 | 0 | 0.51025 | 0.48975
126 | 0 | 1 | 1 | 1 | 1 | 1 | 1 | 0 | 0.51025 | 0.48975
127 | 1 | 1 | 1 | 1 | 1 | 1 | 1 | 0 | 0.51025 | 0.48975
128 | 0 | 0 | 0 | 0 | 0 | 0 | 0 | 1 | 0.51025 | 0.48975
129 | 1 | 0 | 0 | 0 | 0 | 0 | 0 | 1 | 0.51025 | 0.48975
130 | 0 | 1 | 0 | 0 | 0 | 0 | 0 | 1 | 0.51025 | 0.48975
131 | 1 | 1 | 0 | 0 | 0 | 0 | 0 | 1 | 0.51025 | 0.48975
132 | 0 | 0 | 1 | 0 | 0 | 0 | 0 | 1 | 0.51025 | 0.48975
133 | 1 | 0 | 1 | 0 | 0 | 0 | 0 | 1 | 0.51025 | 0.48975
134 | 0 | 1 | 1 | 0 | 0 | 0 | 0 | 1 | 0.51025 | 0.48975
135 | 1 | 1 | 1 | 0 | 0 | 0 | 0 | 1 | 0.51025 | 0.48975
136 | 0 | 0 | 0 | 1 | 0 | 0 | 0 | 1 | 0.51025 | 0.48975
137 | 1 | 0 | 0 | 1 | 0 | 0 | 0 | 1 | 0.51025 | 0.48975
138 | 0 | 1 | 0 | 1 | 0 | 0 | 0 | 1 | 0.51025 | 0.48975
139 | 1 | 1 | 0 | 1 | 0 | 0 | 0 | 1 | 0.51025 | 0.48975
140 | 0 | 0 | 1 | 1 | 0 | 0 | 0 | 1 | 0.51025 | 0.48975
141 | 1 | 0 | 1 | 1 | 0 | 0 | 0 | 1 | 0.51025 | 0.48975
142 | 0 | 1 | 1 | 1 | 0 | 0 | 0 | 1 | 0.51025 | 0.48975
143 | 1 | 1 | 1 | 1 | 0 | 0 | 0 | 1 | 0.51025 | 0.48975
144 | 0 | 0 | 0 | 0 | 1 | 0 | 0 | 1 | 0.51025 | 0.48975
145 | 1 | 0 | 0 | 0 | 1 | 0 | 0 | 1 | 0.51025 | 0.48975
146 | 0 | 1 | 0 | 0 | 1 | 0 | 0 | 1 | 0.51025 | 0.48975
147 | 1 | 1 | 0 | 0 | 1 | 0 | 0 | 1 | 0.51025 | 0.48975
148 | 0 | 0 | 1 | 0 | 1 | 0 | 0 | 1 | 0.51025 | 0.48975
149 | 1 | 0 | 1 | 0 | 1 | 0 | 0 | 1 | 0.51025 | 0.48975
150 | 0 | 1 | 1 | 0 | 1 | 0 | 0 | 1 | 0.51025 | 0.48975
151 | 1 | 1 | 1 | 0 | 1 | 0 | 0 | 1 | 0.51025 | 0.48975
152 | 0 | 0 | 0 | 1 | 1 | 0 | 0 | 1 | 0.51025 | 0.48975
153 | 1 | 0 | 0 | 1 | 1 | 0 | 0 | 1 | 0.51025 | 0.48975
154 | 0 | 1 | 0 | 1 | 1 | 0 | 0 | 1 | 0.51025 | 0.48975
155 | 1 | 1 | 0 | 1 | 1 | 0 | 0 | 1 | 0.51025 | 0.48975
156 | 0 | 0 | 1 | 1 | 1 | 0 | 0 | 1 | 0.51025 | 0.48975
157 | 1 | 0 | 1 | 1 | 1 | 0 | 0 | 1 | 0.51025 | 0.48975
158 | 0 | 1 | 1 | 1 | 1 | 0 | 0 | 1 | 0.51025 | 0.48975
159 | 1 | 1 | 1 | 1 | 1 | 0 | 0 | 1 | 0.51025 | 0.48975
160 | 0 | 0 | 0 | 0 | 0 | 1 | 0 | 1 | 0.51025 | 0.48975
161 | 1 | 0 | 0 | 0 | 0 | 1 | 0 | 1 | 0.51025 | 0.48975
162 | 0 | 1 | 0 | 0 | 0 | 1 | 0 | 1 | 0.51025 | 0.48975
163 | 1 | 1 | 0 | 0 | 0 | 1 | 0 | 1 | 0.51025 | 0.48975
164 | 0 | 0 | 1 | 0 | 0 | 1 | 0 | 1 | 0.51025 | 0.48975
165 | 1 | 0 | 1 | 0 | 0 | 1 | 0 | 1 | 0.51025 | 0.48975
166 | 0 | 1 | 1 | 0 | 0 | 1 | 0 | 1 | 0.51025 | 0.48975
167 | 1 | 1 | 1 | 0 | 0 | 1 | 0 | 1 | 0.51025 | 0.48975
168 | 0 | 0 | 0 | 1 | 0 | 1 | 0 | 1 | 0.51025 | 0.48975
169 | 1 | 0 | 0 | 1 | 0 | 1 | 0 | 1 | 0.51025 | 0.48975
170 | 0 | 1 | 0 | 1 | 0 | 1 | 0 | 1 | 0.51025 | 0.48975
171 | 1 | 1 | 0 | 1 | 0 | 1 | 0 | 1 | 0.51025 | 0.48975
172 | 0 | 0 | 1 | 1 | 0 | 1 | 0 | 1 | 0.51025 | 0.48975
173 | 1 | 0 | 1 | 1 | 0 | 1 | 0 | 1 | 0.51025 | 0.48975
174 | 0 | 1 | 1 | 1 | 0 | 1 | 0 | 1 | 0.51025 | 0.48975
175 | 1 | 1 | 1 | 1 | 0 | 1 | 0 | 1 | 0.51025 | 0.48975
176 | 0 | 0 | 0 | 0 | 1 | 1 | 0 | 1 | 0.51025 | 0.48975
177 | 1 | 0 | 0 | 0 | 1 | 1 | 0 | 1 | 0.51025 | 0.48975
178 | 0 | 1 | 0 | 0 | 1 | 1 | 0 | 1 | 0.51025 | 0.48975
179 | 1 | 1 | 0 | 0 | 1 | 1 | 0 | 1 | 0.51025 | 0.48975
180 | 0 | 0 | 1 | 0 | 1 | 1 | 0 | 1 | 0.51025 | 0.48975
181 | 1 | 0 | 1 | 0 | 1 | 1 | 0 | 1 | 0.51025 | 0.48975
182 | 0 | 1 | 1 | 0 | 1 | 1 | 0 | 1 | 0.51025 | 0.48975
183 | 1 | 1 | 1 | 0 | 1 | 1 | 0 | 1 | 0.51025 | 0.48975
184 | 0 | 0 | 0 | 1 | 1 | 1 | 0 | 1 | 0.51025 | 0.48975
185 | 1 | 0 | 0 | 1 | 1 | 1 | 0 | 1 | 0.51025 | 0.48975
186 | 0 | 1 | 0 | 1 | 1 | 1 | 0 | 1 | 0.51025 | 0.48975
187 | 1 | 1 | 0 | 1 | 1 | 1 | 0 | 1 | 0.51025 | 0.48975
188 | 0 | 0 | 1 | 1 | 1 | 1 | 0 | 1 | 0.51025 | 0.48975
189 | 1 | 0 | 1 | 1 | 1 | 1 | 0 | 1 | 0.51025 | 0.48975
190 | 0 | 1 | 1 | 1 | 1 | 1 | 0 | 1 | 0.51025 | 0.48975
191 | 1 | 1 | 1 | 1 | 1 | 1 | 0 | 1 | 0.51025 | 0.48975
192 | 0 | 0 | 0 | 0 | 0 | 0 | 1 | 1 | 0.51025 | 0.48975
193 | 1 | 0 | 0 | 0 | 0 | 0 | 1 | 1 | 0.51025 | 0.48975
194 | 0 | 1 | 0 | 0 | 0 | 0 | 1 | 1 | 0.51025 | 0.48975
195 | 1 | 1 | 0 | 0 | 0 | 0 | 1 | 1 | 0.51025 | 0.48975
196 | 0 | 0 | 1 | 0 | 0 | 0 | 1 | 1 | 0.51025 | 0.48975
197 | 1 | 0 | 1 | 0 | 0 | 0 | 1 | 1 | 0.51025 | 0.48975
198 | 0 | 1 | 1 | 0 | 0 | 0 | 1 | 1 | 0.51025 | 0.48975
199 | 1 | 1 | 1 | 0 | 0 | 0 | 1 | 1 | 0.51025 | 0.48975
200 | 0 | 0 | 0 | 1 | 0 | 0 | 1 | 1 | 0.51025 | 0.48975
201 | 1 | 0 | 0 | 1 | 0 | 0 | 1 | 1 | 0.51025 | 0.48975
202 | 0 | 1 | 0 | 1 | 0 | 0 | 1 | 1 | 0.51025 | 0.48975
203 | 1 | 1 | 0 | 1 | 0 | 0 | 1 | 1 | 0.51025 | 0.48975
204 | 0 | 0 | 1 | 1 | 0 | 0 | 1 | 1 | 0.51025 | 0.48975
205 | 1 | 0 | 1 | 1 | 0 | 0 | 1 | 1 | 0.51025 | 0.48975
206 | 0 | 1 | 1 | 1 | 0 | 0 | 1 | 1 | 0.51025 | 0.48975
207 | 1 | 1 | 1 | 1 | 0 | 0 | 1 | 1 | 0.51025 | 0.48975
208 | 0 | 0 | 0 | 0 | 1 | 0 | 1 | 1 | 0.51025 | 0.48975
209 | 1 | 0 | 0 | 0 | 1 | 0 | 1 | 1 | 0.51025 | 0.48975
210 | 0 | 1 | 0 | 0 | 1 | 0 | 1 | 1 | 0.51025 | 0.48975
211 | 1 | 1 | 0 | 0 | 1 | 0 | 1 | 1 | 0.51025 | 0.48975
212 | 0 | 0 | 1 | 0 | 1 | 0 | 1 | 1 | 0.51025 | 0.48975
213 | 1 | 0 | 1 | 0 | 1 | 0 | 1 | 1 | 0.51025 | 0.48975
214 | 0 | 1 | 1 | 0 | 1 | 0 | 1 | 1 | 0.51025 | 0.48975
215 | 1 | 1 | 1 | 0 | 1 | 0 | 1 | 1 | 0.5075 | 0.4925
216 | 0 | 0 | 0 | 1 | 1 | 0 | 1 | 1 | 0.51025 | 0.48975
217 | 1 | 0 | 0 | 1 | 1 | 0 | 1 | 1 | 0.51025 | 0.48975
218 | 0 | 1 | 0 | 1 | 1 | 0 | 1 | 1 | 0.51025 | 0.48975
219 | 1 | 1 | 0 | 1 | 1 | 0 | 1 | 1 | 0.51025 | 0.48975
220 | 0 | 0 | 1 | 1 | 1 | 0 | 1 | 1 | 0.51025 | 0.48975
221 | 1 | 0 | 1 | 1 | 1 | 0 | 1 | 1 | 0.51025 | 0.48975
222 | 0 | 1 | 1 | 1 | 1 | 0 | 1 | 1 | 0.18769 | 0.81231
223 | 1 | 1 | 1 | 1 | 1 | 0 | 1 | 1 | 0.044374 | 0.95563
224 | 0 | 0 | 0 | 0 | 0 | 1 | 1 | 1 | 0.51025 | 0.48975
225 | 1 | 0 | 0 | 0 | 0 | 1 | 1 | 1 | 0.51025 | 0.48975
226 | 0 | 1 | 0 | 0 | 0 | 1 | 1 | 1 | 0.51025 | 0.48975
227 | 1 | 1 | 0 | 0 | 0 | 1 | 1 | 1 | 0.51025 | 0.48975
228 | 0 | 0 | 1 | 0 | 0 | 1 | 1 | 1 | 0.51025 | 0.48975
229 | 1 | 0 | 1 | 0 | 0 | 1 | 1 | 1 | 0.51025 | 0.48975
230 | 0 | 1 | 1 | 0 | 0 | 1 | 1 | 1 | 0.51025 | 0.48975
231 | 1 | 1 | 1 | 0 | 0 | 1 | 1 | 1 | 0.51025 | 0.48975
232 | 0 | 0 | 0 | 1 | 0 | 1 | 1 | 1 | 0.51025 | 0.48975
233 | 1 | 0 | 0 | 1 | 0 | 1 | 1 | 1 | 0.51025 | 0.48975
234 | 0 | 1 | 0 | 1 | 0 | 1 | 1 | 1 | 0.51025 | 0.48975
235 | 1 | 1 | 0 | 1 | 0 | 1 | 1 | 1 | 0.51025 | 0.48975
236 | 0 | 0 | 1 | 1 | 0 | 1 | 1 | 1 | 0.51025 | 0.48975
237 | 1 | 0 | 1 | 1 | 0 | 1 | 1 | 1 | 0.51025 | 0.48975
238 | 0 | 1 | 1 | 1 | 0 | 1 | 1 | 1 | 0.51025 | 0.48975
239 | 1 | 1 | 1 | 1 | 0 | 1 | 1 | 1 | 0.51025 | 0.48975
240 | 0 | 0 | 0 | 0 | 1 | 1 | 1 | 1 | 0.51025 | 0.48975
241 | 1 | 0 | 0 | 0 | 1 | 1 | 1 | 1 | 0.51025 | 0.48975
242 | 0 | 1 | 0 | 0 | 1 | 1 | 1 | 1 | 0.51025 | 0.48975
243 | 1 | 1 | 0 | 0 | 1 | 1 | 1 | 1 | 0.51025 | 0.48975
244 | 0 | 0 | 1 | 0 | 1 | 1 | 1 | 1 | 0.51025 | 0.48975
245 | 1 | 0 | 1 | 0 | 1 | 1 | 1 | 1 | 0.51025 | 0.48975
246 | 0 | 1 | 1 | 0 | 1 | 1 | 1 | 1 | 0.51025 | 0.48975
247 | 1 | 1 | 1 | 0 | 1 | 1 | 1 | 1 | 0.40627 | 0.59373
248 | 0 | 0 | 0 | 1 | 1 | 1 | 1 | 1 | 0.51025 | 0.48975
249 | 1 | 0 | 0 | 1 | 1 | 1 | 1 | 1 | 0.51025 | 0.48975
250 | 0 | 1 | 0 | 1 | 1 | 1 | 1 | 1 | 0.51025 | 0.48975
251 | 1 | 1 | 0 | 1 | 1 | 1 | 1 | 1 | 0.40985 | 0.59015
252 | 0 | 0 | 1 | 1 | 1 | 1 | 1 | 1 | 0.51025 | 0.48975
253 | 1 | 0 | 1 | 1 | 1 | 1 | 1 | 1 | 0.51025 | 0.48975
254 | 0 | 1 | 1 | 1 | 1 | 1 | 1 | 1 | 0.15156 | 0.84844
255 | 1 | 1 | 1 | 1 | 1 | 1 | 1 | 1 | 0.027057 | 0.97294

## 2 Falling topside components
| 2: RNA structural | 2: tower structural | P(2: Falling topside components = True) | P(2: Falling topside components = False)
0 | 0 | 0 | 0.037463 | 0.96254
1 | 1 | 0 | 0.026973 | 0.97303
2 | 0 | 1 | 0.015363 | 0.98464
3 | 1 | 1 | 0.0065816 | 0.99342

## 2 Large hydrostatic offset
| 2: ballast system failure | P(2: Large hydrostatic offset = True) | P(2: Large hydrostatic offset = False)
0 | 0 | 0.000505 | 0.9995
1 | 1 | 0.000995 | 0.99901

## 2 Capsize
| P(2: Capsize = True) | P(2: Capsize = False)
0 | 0.001 | 0.999

## 2 Mooring -mooring clashing
| P(2: Mooring -mooring clashing = True) | P(2: Mooring -mooring clashing = False)
0 | 0.027311 | 0.97269

## 2 Change in mooring profile
| P(2: Change in mooring profile = True) | P(2: Change in mooring profile = False)
0 | 0.01375 | 0.98625

## 3 Excess mooring loads
| 3: Capsize | 3: Mooring -mooring clashing | 3: Change in mooring profile | 4: Shared line nonfunctional | 3: clump weights or floats | P(3: Excess mooring loads = True) | P(3: Excess mooring loads = False)
0 | 0 | 0 | 0 | 0 | 0 | 0.50687 | 0.49312
1 | 1 | 0 | 0 | 0 | 0 | 0.50687 | 0.49312
2 | 0 | 1 | 0 | 0 | 0 | 0.50688 | 0.49312
3 | 1 | 1 | 0 | 0 | 0 | 0.50687 | 0.49312
4 | 0 | 0 | 1 | 0 | 0 | 0.50687 | 0.49312
5 | 1 | 0 | 1 | 0 | 0 | 0.50687 | 0.49312
6 | 0 | 1 | 1 | 0 | 0 | 0.50687 | 0.49312
7 | 1 | 1 | 1 | 0 | 0 | 0.50688 | 0.49312
8 | 0 | 0 | 0 | 1 | 0 | 0.50687 | 0.49312
9 | 1 | 0 | 0 | 1 | 0 | 0.50687 | 0.49312
10 | 0 | 1 | 0 | 1 | 0 | 0.50687 | 0.49312
11 | 1 | 1 | 0 | 1 | 0 | 0.50688 | 0.49312
12 | 0 | 0 | 1 | 1 | 0 | 0.50687 | 0.49312
13 | 1 | 0 | 1 | 1 | 0 | 0.50687 | 0.49312
14 | 0 | 1 | 1 | 1 | 0 | 0.50688 | 0.49312
15 | 1 | 1 | 1 | 1 | 0 | 0.47483 | 0.52517
16 | 0 | 0 | 0 | 0 | 1 | 0.50687 | 0.49312
17 | 1 | 0 | 0 | 0 | 1 | 0.50687 | 0.49312
18 | 0 | 1 | 0 | 0 | 1 | 0.50687 | 0.49312
19 | 1 | 1 | 0 | 0 | 1 | 0.50687 | 0.49312
20 | 0 | 0 | 1 | 0 | 1 | 0.50687 | 0.49312
21 | 1 | 0 | 1 | 0 | 1 | 0.50687 | 0.49312
22 | 0 | 1 | 1 | 0 | 1 | 0.50687 | 0.49312
23 | 1 | 1 | 1 | 0 | 1 | 0.50688 | 0.49312
24 | 0 | 0 | 0 | 1 | 1 | 0.50687 | 0.49312
25 | 1 | 0 | 0 | 1 | 1 | 0.50687 | 0.49312
26 | 0 | 1 | 0 | 1 | 1 | 0.50687 | 0.49312
27 | 1 | 1 | 0 | 1 | 1 | 0.50687 | 0.49312
28 | 0 | 0 | 1 | 1 | 1 | 0.50688 | 0.49312
29 | 1 | 0 | 1 | 1 | 1 | 0.26416 | 0.73584
30 | 0 | 1 | 1 | 1 | 1 | 0.50688 | 0.49312
31 | 1 | 1 | 1 | 1 | 1 | 0.014099 | 0.9859

## 3 Anchor dragging
| 3: Excess anchor load | P(3: Anchor dragging = True) | P(3: Anchor dragging = False)
0 | 0 | 0.0069695 | 0.99303
1 | 1 | 0.013655 | 0.98634

## 2 Turbine parked
| 2: Incorrect turbine operation | 2: Array cable disconnect | 2: Substation /grid interruption | 2: generator & gearbox | 2: turbine controls | P(2: Turbine parked = True) | P(2: Turbine parked = False)
0 | 0 | 0 | 0 | 0 | 0 | 0.50875 | 0.49125
1 | 1 | 0 | 0 | 0 | 0 | 0.50875 | 0.49125
2 | 0 | 1 | 0 | 0 | 0 | 0.50875 | 0.49125
3 | 1 | 1 | 0 | 0 | 0 | 0.50875 | 0.49125
4 | 0 | 0 | 1 | 0 | 0 | 0.50875 | 0.49125
5 | 1 | 0 | 1 | 0 | 0 | 0.50875 | 0.49125
6 | 0 | 1 | 1 | 0 | 0 | 0.50875 | 0.49125
7 | 1 | 1 | 1 | 0 | 0 | 0.04881 | 0.95119
8 | 0 | 0 | 0 | 1 | 0 | 0.50875 | 0.49125
9 | 1 | 0 | 0 | 1 | 0 | 0.50875 | 0.49125
10 | 0 | 1 | 0 | 1 | 0 | 0.50875 | 0.49125
11 | 1 | 1 | 0 | 1 | 0 | 0.50875 | 0.49125
12 | 0 | 0 | 1 | 1 | 0 | 0.50875 | 0.49125
13 | 1 | 0 | 1 | 1 | 0 | 0.50875 | 0.49125
14 | 0 | 1 | 1 | 1 | 0 | 0.50875 | 0.49125
15 | 1 | 1 | 1 | 1 | 0 | 0.027698 | 0.9723
16 | 0 | 0 | 0 | 0 | 1 | 0.50875 | 0.49125
17 | 1 | 0 | 0 | 0 | 1 | 0.50875 | 0.49125
18 | 0 | 1 | 0 | 0 | 1 | 0.50875 | 0.49125
19 | 1 | 1 | 0 | 0 | 1 | 0.50875 | 0.49125
20 | 0 | 0 | 1 | 0 | 1 | 0.50875 | 0.49125
21 | 1 | 0 | 1 | 0 | 1 | 0.50875 | 0.49125
22 | 0 | 1 | 1 | 0 | 1 | 0.50875 | 0.49125
23 | 1 | 1 | 1 | 0 | 1 | 0.051196 | 0.9488
24 | 0 | 0 | 0 | 1 | 1 | 0.50875 | 0.49125
25 | 1 | 0 | 0 | 1 | 1 | 0.50875 | 0.49125
26 | 0 | 1 | 0 | 1 | 1 | 0.50875 | 0.49125
27 | 1 | 1 | 0 | 1 | 1 | 0.50875 | 0.49125
28 | 0 | 0 | 1 | 1 | 1 | 0.50875 | 0.49125
29 | 1 | 0 | 1 | 1 | 1 | 0.50875 | 0.49125
30 | 0 | 1 | 1 | 1 | 1 | 0.50875 | 0.49125
31 | 1 | 1 | 1 | 1 | 1 | 0.031297 | 0.9687

## 2 Compromised stability
| P(2: Compromised stability = True) | P(2: Compromised stability = False)
0 | 0.001 | 0.999

## 2 platform (structural)
| 2: Increased turbine loads | P(2: platform (structural) = True) | P(2: platform (structural) = False)
0 | 0 | 0.0050975 | 0.9949
1 | 1 | 0.0099025 | 0.9901

## 2 platform (watertight)
| P(2: platform (watertight) = True) | P(2: platform (watertight) = False)
0 | 0.01 | 0.99

## 2 dynamic cable
| P(2: dynamic cable = True) | P(2: dynamic cable = False)
0 | 0.025 | 0.975

## 2 static cable
| P(2: static cable = True) | P(2: static cable = False)
0 | 0.025 | 0.975

## 2 terminations
| P(2: terminations = True) | P(2: terminations = False)
0 | 0.025 | 0.975

## 2 offshore joints
| P(2: offshore joints = True) | P(2: offshore joints = False)
0 | 0.105 | 0.895

## 1 RNA structural
| P(1: RNA structural = True) | P(1: RNA structural = False)
0 | 0.233 | 0.767

## 1 tower structural
| P(1: tower structural = True) | P(1: tower structural = False)
0 | 0.1285 | 0.8715

## 1 ballast system failure
| P(1: ballast system failure = True) | P(1: ballast system failure = False)
0 | 0.01 | 0.99

## 2 clump weights or floats
| P(2: clump weights or floats = True) | P(2: clump weights or floats = False)
0 | 0.015 | 0.985

## 2 Excess anchor load
| P(2: Excess anchor load = True) | P(2: Excess anchor load = False)
0 | 0.01375 | 0.98625

## 1 Incorrect turbine operation
| P(1: Incorrect turbine operation = True) | P(1: Incorrect turbine operation = False)
0 | 0.0195 | 0.9805

## 1 Array cable disconnect
| P(1: Array cable disconnect = True) | P(1: Array cable disconnect = False)
0 | 0.02 | 0.98

## 1 Substation or grid interrupt
| P(1: Substation /grid interruption = True) | P(1: Substation /grid interruption = False)
0 | 0.01 | 0.99

## 1 generator & gearbox
| P(1: generator & gearbox = True) | P(1: generator & gearbox = False)
0 | 0.288 | 0.712

## 1 turbine controls
| P(1: turbine controls = True) | P(1: turbine controls = False)
0 | 0.54337 | 0.45663

## 1 Increased turbine loads
| P(1: Increased turbine loads = True) | P(1: Increased turbine loads = False)
0 | 0.0195 | 0.9805

## 3 Drift off station
| 4: Vessel or Aircraft Collision | 3: Mooring line nonfunctional | 4: Excessive load on cable | P(3: Drift off station = True) | P(3: Drift off station = False)
0 | 0 | 0 | 0 | 0.14239 | 0.85761
1 | 1 | 0 | 0 | 0.072255 | 0.92774
2 | 0 | 1 | 0 | 0.072918 | 0.92708
3 | 1 | 1 | 0 | 0.025142 | 0.97486
4 | 0 | 0 | 1 | 0.073649 | 0.92635
5 | 1 | 0 | 1 | 0.037492 | 0.96251
6 | 0 | 1 | 1 | 0.037834 | 0.96217
7 | 1 | 1 | 1 | 0.0010157 | 0.99898

## 3 chain
| 3: Falling topside components | 3: Large hydrostatic offset | P(3: chain = True) | P(3: chain = False)
0 | 0 | 0 | 0.5075 | 0.4925
1 | 1 | 0 | 0.5075 | 0.4925
2 | 0 | 1 | 0.5075 | 0.4925
3 | 1 | 1 | 0.015045 | 0.98495

## 3 synthetic rope
| P(3: synthetic rope = True) | P(3: synthetic rope = False)
0 | 0.0155 | 0.9845

## 3 wire rope
| P(3: wire rope = True) | P(3: wire rope = False)
0 | 0.015 | 0.985

## 3 connectors
| P(3: connectors = True) | P(3: connectors = False)
0 | 0.0155 | 0.9845

## 3 single anchor
| P(3: single anchor = True) | P(3: single anchor = False)
0 | 0.0155 | 0.9845

## 4 shared anchor
| 4: Excess mooring loads | 4: Anchor dragging | P(4: shared anchor = True) | P(4: shared anchor = False)
0 | 0 | 0 | 0.5075 | 0.4925
1 | 1 | 0 | 0.5075 | 0.4925
2 | 0 | 1 | 0.5075 | 0.4925
3 | 1 | 1 | 0.015157 | 0.98484

## 3 Excess dynamics
| 3: Turbine parked | 3: Compromised stability | P(3: Excess dynamics = True) | P(3: Excess dynamics = False)
0 | 0 | 0 | 0.54659 | 0.45341
1 | 1 | 0 | 0.54659 | 0.45341
2 | 0 | 1 | 0.54659 | 0.45341
3 | 1 | 1 | 0.094039 | 0.90596

## 3 Sink
| 3: platform (structural) | 3: platform (watertight) | P(3: Sink = True) | P(3: Sink = False)
0 | 0 | 0 | 0.09951 | 0.90049
1 | 1 | 0 | 0.050751 | 0.94925
2 | 0 | 1 | 0.050751 | 0.94925
3 | 1 | 1 | 0.0010076 | 0.99899

## 3 Mooring -cable clashing
| P(3: Mooring -cable clashing = True) | P(3: Mooring -cable clashing = False)
0 | 0.033968 | 0.96603

## 3 Anchor -cable clashing
| P(3: Anchor -cable clashing = True) | P(3: Anchor -cable clashing = False)
0 | 0.033968 | 0.96603

## 3 Change in cable profile
| 3: dynamic cable | 3: static cable | 3: terminations | 3: offshore joints | P(3: Change in cable profile = True) | P(3: Change in cable profile = False)
0 | 0 | 0 | 0 | 0 | 0.51025 | 0.48975
1 | 1 | 0 | 0 | 0 | 0.51025 | 0.48975
2 | 0 | 1 | 0 | 0 | 0.51025 | 0.48975
3 | 1 | 1 | 0 | 0 | 0.51025 | 0.48975
4 | 0 | 0 | 1 | 0 | 0.51025 | 0.48975
5 | 1 | 0 | 1 | 0 | 0.51025 | 0.48975
6 | 0 | 1 | 1 | 0 | 0.51025 | 0.48975
7 | 1 | 1 | 1 | 0 | 0.11033 | 0.88967
8 | 0 | 0 | 0 | 1 | 0.51025 | 0.48975
9 | 1 | 0 | 0 | 1 | 0.51025 | 0.48975
10 | 0 | 1 | 0 | 1 | 0.51025 | 0.48975
11 | 1 | 1 | 0 | 1 | 0.45117 | 0.54883
12 | 0 | 0 | 1 | 1 | 0.51025 | 0.48975
13 | 1 | 0 | 1 | 1 | 0.45399 | 0.54601
14 | 0 | 1 | 1 | 1 | 0.45399 | 0.54601
15 | 1 | 1 | 1 | 1 | 0.021991 | 0.97801

## 3 buoyancy modules
| P(3: buoyancy modules = True) | P(3: buoyancy modules = False)
0 | 0.33 | 0.67

## 3 tether & anchor systems
| P(3: tether & anchor systems = True) | P(3: tether & anchor systems = False)
0 | 0.025 | 0.975

## 3 cable protection system
| P(3: cable protection system = True) | P(3: cable protection system = False)
0 | 0.025 | 0.975

## 2 RNA structural
| P(2: RNA structural = True) | P(2: RNA structural = False)
0 | 0.233 | 0.767

## 2 tower structural
| P(2: tower structural = True) | P(2: tower structural = False)
0 | 0.1285 | 0.8715

## 2 ballast system failure
| P(2: ballast system failure = True) | P(2: ballast system failure = False)
0 | 0.01 | 0.99

## 3 Capsize
| P(3: Capsize = True) | P(3: Capsize = False)
0 | 0.001 | 0.999

## 3 Mooring -mooring clashing
| 4: Drift off station | P(3: Mooring -mooring clashing = True) | P(3: Mooring -mooring clashing = False)
0 | 0 | 0.00051366 | 0.99949
1 | 1 | 0.027297 | 0.9727

## 3 Change in mooring profile
| P(3: Change in mooring profile = True) | P(3: Change in mooring profile = False)
0 | 0.01375 | 0.98625

## 4 Shared line nonfunctional
| 4: chain | 4: synthetic rope | 4: wire rope | 4: connectors | 4: single anchor | 5: shared anchor | P(4: Shared line nonfunctional = True) | P(4: Shared line nonfunctional = False)
0 | 0 | 0 | 0 | 0 | 0 | 0 | 0.50687 | 0.49312
1 | 1 | 0 | 0 | 0 | 0 | 0 | 0.50687 | 0.49312
2 | 0 | 1 | 0 | 0 | 0 | 0 | 0.50687 | 0.49312
3 | 1 | 1 | 0 | 0 | 0 | 0 | 0.50688 | 0.49312
4 | 0 | 0 | 1 | 0 | 0 | 0 | 0.50688 | 0.49312
5 | 1 | 0 | 1 | 0 | 0 | 0 | 0.50687 | 0.49312
6 | 0 | 1 | 1 | 0 | 0 | 0 | 0.50688 | 0.49312
7 | 1 | 1 | 1 | 0 | 0 | 0 | 0.50687 | 0.49312
8 | 0 | 0 | 0 | 1 | 0 | 0 | 0.50687 | 0.49312
9 | 1 | 0 | 0 | 1 | 0 | 0 | 0.50687 | 0.49312
10 | 0 | 1 | 0 | 1 | 0 | 0 | 0.50687 | 0.49312
11 | 1 | 1 | 0 | 1 | 0 | 0 | 0.50687 | 0.49312
12 | 0 | 0 | 1 | 1 | 0 | 0 | 0.50688 | 0.49312
13 | 1 | 0 | 1 | 1 | 0 | 0 | 0.50687 | 0.49312
14 | 0 | 1 | 1 | 1 | 0 | 0 | 0.50687 | 0.49312
15 | 1 | 1 | 1 | 1 | 0 | 0 | 0.50687 | 0.49312
16 | 0 | 0 | 0 | 0 | 1 | 0 | 0.50687 | 0.49312
17 | 1 | 0 | 0 | 0 | 1 | 0 | 0.50687 | 0.49312
18 | 0 | 1 | 0 | 0 | 1 | 0 | 0.50687 | 0.49312
19 | 1 | 1 | 0 | 0 | 1 | 0 | 0.50687 | 0.49312
20 | 0 | 0 | 1 | 0 | 1 | 0 | 0.50688 | 0.49312
21 | 1 | 0 | 1 | 0 | 1 | 0 | 0.50687 | 0.49312
22 | 0 | 1 | 1 | 0 | 1 | 0 | 0.50687 | 0.49312
23 | 1 | 1 | 1 | 0 | 1 | 0 | 0.50687 | 0.49312
24 | 0 | 0 | 0 | 1 | 1 | 0 | 0.50687 | 0.49312
25 | 1 | 0 | 0 | 1 | 1 | 0 | 0.50688 | 0.49312
26 | 0 | 1 | 0 | 1 | 1 | 0 | 0.50687 | 0.49312
27 | 1 | 1 | 0 | 1 | 1 | 0 | 0.50687 | 0.49312
28 | 0 | 0 | 1 | 1 | 1 | 0 | 0.50687 | 0.49312
29 | 1 | 0 | 1 | 1 | 1 | 0 | 0.50687 | 0.49312
30 | 0 | 1 | 1 | 1 | 1 | 0 | 0.50687 | 0.49312
31 | 1 | 1 | 1 | 1 | 1 | 0 | 0.4758 | 0.5242
32 | 0 | 0 | 0 | 0 | 0 | 1 | 0.50688 | 0.49312
33 | 1 | 0 | 0 | 0 | 0 | 1 | 0.50688 | 0.49312
34 | 0 | 1 | 0 | 0 | 0 | 1 | 0.50687 | 0.49312
35 | 1 | 1 | 0 | 0 | 0 | 1 | 0.50687 | 0.49312
36 | 0 | 0 | 1 | 0 | 0 | 1 | 0.50688 | 0.49312
37 | 1 | 0 | 1 | 0 | 0 | 1 | 0.50687 | 0.49312
38 | 0 | 1 | 1 | 0 | 0 | 1 | 0.50688 | 0.49312
39 | 1 | 1 | 1 | 0 | 0 | 1 | 0.50687 | 0.49312
40 | 0 | 0 | 0 | 1 | 0 | 1 | 0.50687 | 0.49312
41 | 1 | 0 | 0 | 1 | 0 | 1 | 0.50688 | 0.49312
42 | 0 | 1 | 0 | 1 | 0 | 1 | 0.50687 | 0.49312
43 | 1 | 1 | 0 | 1 | 0 | 1 | 0.50687 | 0.49312
44 | 0 | 0 | 1 | 1 | 0 | 1 | 0.50688 | 0.49312
45 | 1 | 0 | 1 | 1 | 0 | 1 | 0.50687 | 0.49312
46 | 0 | 1 | 1 | 1 | 0 | 1 | 0.50688 | 0.49312
47 | 1 | 1 | 1 | 1 | 0 | 1 | 0.46237 | 0.53763
48 | 0 | 0 | 0 | 0 | 1 | 1 | 0.50687 | 0.49312
49 | 1 | 0 | 0 | 0 | 1 | 1 | 0.50688 | 0.49312
50 | 0 | 1 | 0 | 0 | 1 | 1 | 0.50687 | 0.49312
51 | 1 | 1 | 0 | 0 | 1 | 1 | 0.50687 | 0.49312
52 | 0 | 0 | 1 | 0 | 1 | 1 | 0.50688 | 0.49312
53 | 1 | 0 | 1 | 0 | 1 | 1 | 0.50687 | 0.49312
54 | 0 | 1 | 1 | 0 | 1 | 1 | 0.50688 | 0.49312
55 | 1 | 1 | 1 | 0 | 1 | 1 | 0.46417 | 0.53583
56 | 0 | 0 | 0 | 1 | 1 | 1 | 0.50687 | 0.49312
57 | 1 | 0 | 0 | 1 | 1 | 1 | 0.50687 | 0.49312
58 | 0 | 1 | 0 | 1 | 1 | 1 | 0.50687 | 0.49312
59 | 1 | 1 | 0 | 1 | 1 | 1 | 0.48134 | 0.51866
60 | 0 | 0 | 1 | 1 | 1 | 1 | 0.50688 | 0.49312
61 | 1 | 0 | 1 | 1 | 1 | 1 | 0.46767 | 0.53233
62 | 0 | 1 | 1 | 1 | 1 | 1 | 0.48315 | 0.51685
63 | 1 | 1 | 1 | 1 | 1 | 1 | 0.01413 | 0.98587

## 3 clump weights or floats
| P(3: clump weights or floats = True) | P(3: clump weights or floats = False)
0 | 0.015 | 0.985

## 3 Excess anchor load
| P(3: Excess anchor load = True) | P(3: Excess anchor load = False)
0 | 0.01375 | 0.98625

## 2 Incorrect turbine operation
| P(2: Incorrect turbine operation = True) | P(2: Incorrect turbine operation = False)
0 | 0.0195 | 0.9805

## 2 Array cable disconnect
| P(2: Array cable disconnect = True) | P(2: Array cable disconnect = False)
0 | 0.02 | 0.98

## 2 Substation or grid interrupt
| P(2: Substation /grid interruption = True) | P(2: Substation /grid interruption = False)
0 | 0.01 | 0.99

## 2 generator & gearbox
| P(2: generator & gearbox = True) | P(2: generator & gearbox = False)
0 | 0.288 | 0.712

## 2 turbine controls
| P(2: turbine controls = True) | P(2: turbine controls = False)
0 | 0.54337 | 0.45663

## 2 Increased turbine loads
| P(2: Increased turbine loads = True) | P(2: Increased turbine loads = False)
0 | 0.0195 | 0.9805

## 4 Vessel or Aircraft Collision
| P(4: Vessel or Aircraft Collision = True) | P(4: Vessel or Aircraft Collision = False)
0 | 0.013625 | 0.98638

## 3 Mooring line nonfunctional
| P(3: Mooring line nonfunctional = True) | P(3: Mooring line nonfunctional = False)
0 | 0.01375 | 0.98625

## 4 Excessive load on cable
| 4: Excess dynamics | 4: Sink | 4: Mooring -cable clashing | 4: Anchor -cable clashing | 4: Change in cable profile | 4: buoyancy modules | 4: tether & anchor systems | 4: cable protection system | P(4: Excessive load on cable = True) | P(4: Excessive load on cable = False)
0 | 0 | 0 | 0 | 0 | 0 | 0 | 0 | 0 | 0.51025 | 0.48975
1 | 1 | 0 | 0 | 0 | 0 | 0 | 0 | 0 | 0.51025 | 0.48975
2 | 0 | 1 | 0 | 0 | 0 | 0 | 0 | 0 | 0.51025 | 0.48975
3 | 1 | 1 | 0 | 0 | 0 | 0 | 0 | 0 | 0.51025 | 0.48975
4 | 0 | 0 | 1 | 0 | 0 | 0 | 0 | 0 | 0.51025 | 0.48975
5 | 1 | 0 | 1 | 0 | 0 | 0 | 0 | 0 | 0.51025 | 0.48975
6 | 0 | 1 | 1 | 0 | 0 | 0 | 0 | 0 | 0.51025 | 0.48975
7 | 1 | 1 | 1 | 0 | 0 | 0 | 0 | 0 | 0.51025 | 0.48975
8 | 0 | 0 | 0 | 1 | 0 | 0 | 0 | 0 | 0.51025 | 0.48975
9 | 1 | 0 | 0 | 1 | 0 | 0 | 0 | 0 | 0.51025 | 0.48975
10 | 0 | 1 | 0 | 1 | 0 | 0 | 0 | 0 | 0.51025 | 0.48975
11 | 1 | 1 | 0 | 1 | 0 | 0 | 0 | 0 | 0.51025 | 0.48975
12 | 0 | 0 | 1 | 1 | 0 | 0 | 0 | 0 | 0.51025 | 0.48975
13 | 1 | 0 | 1 | 1 | 0 | 0 | 0 | 0 | 0.51025 | 0.48975
14 | 0 | 1 | 1 | 1 | 0 | 0 | 0 | 0 | 0.51025 | 0.48975
15 | 1 | 1 | 1 | 1 | 0 | 0 | 0 | 0 | 0.51025 | 0.48975
16 | 0 | 0 | 0 | 0 | 1 | 0 | 0 | 0 | 0.51025 | 0.48975
17 | 1 | 0 | 0 | 0 | 1 | 0 | 0 | 0 | 0.51025 | 0.48975
18 | 0 | 1 | 0 | 0 | 1 | 0 | 0 | 0 | 0.51025 | 0.48975
19 | 1 | 1 | 0 | 0 | 1 | 0 | 0 | 0 | 0.51025 | 0.48975
20 | 0 | 0 | 1 | 0 | 1 | 0 | 0 | 0 | 0.51025 | 0.48975
21 | 1 | 0 | 1 | 0 | 1 | 0 | 0 | 0 | 0.51025 | 0.48975
22 | 0 | 1 | 1 | 0 | 1 | 0 | 0 | 0 | 0.51025 | 0.48975
23 | 1 | 1 | 1 | 0 | 1 | 0 | 0 | 0 | 0.51025 | 0.48975
24 | 0 | 0 | 0 | 1 | 1 | 0 | 0 | 0 | 0.51025 | 0.48975
25 | 1 | 0 | 0 | 1 | 1 | 0 | 0 | 0 | 0.51025 | 0.48975
26 | 0 | 1 | 0 | 1 | 1 | 0 | 0 | 0 | 0.51025 | 0.48975
27 | 1 | 1 | 0 | 1 | 1 | 0 | 0 | 0 | 0.51025 | 0.48975
28 | 0 | 0 | 1 | 1 | 1 | 0 | 0 | 0 | 0.51025 | 0.48975
29 | 1 | 0 | 1 | 1 | 1 | 0 | 0 | 0 | 0.51025 | 0.48975
30 | 0 | 1 | 1 | 1 | 1 | 0 | 0 | 0 | 0.51025 | 0.48975
31 | 1 | 1 | 1 | 1 | 1 | 0 | 0 | 0 | 0.51025 | 0.48975
32 | 0 | 0 | 0 | 0 | 0 | 1 | 0 | 0 | 0.51025 | 0.48975
33 | 1 | 0 | 0 | 0 | 0 | 1 | 0 | 0 | 0.51025 | 0.48975
34 | 0 | 1 | 0 | 0 | 0 | 1 | 0 | 0 | 0.51025 | 0.48975
35 | 1 | 1 | 0 | 0 | 0 | 1 | 0 | 0 | 0.51025 | 0.48975
36 | 0 | 0 | 1 | 0 | 0 | 1 | 0 | 0 | 0.51025 | 0.48975
37 | 1 | 0 | 1 | 0 | 0 | 1 | 0 | 0 | 0.51025 | 0.48975
38 | 0 | 1 | 1 | 0 | 0 | 1 | 0 | 0 | 0.51025 | 0.48975
39 | 1 | 1 | 1 | 0 | 0 | 1 | 0 | 0 | 0.51025 | 0.48975
40 | 0 | 0 | 0 | 1 | 0 | 1 | 0 | 0 | 0.51025 | 0.48975
41 | 1 | 0 | 0 | 1 | 0 | 1 | 0 | 0 | 0.51025 | 0.48975
42 | 0 | 1 | 0 | 1 | 0 | 1 | 0 | 0 | 0.51025 | 0.48975
43 | 1 | 1 | 0 | 1 | 0 | 1 | 0 | 0 | 0.51025 | 0.48975
44 | 0 | 0 | 1 | 1 | 0 | 1 | 0 | 0 | 0.51025 | 0.48975
45 | 1 | 0 | 1 | 1 | 0 | 1 | 0 | 0 | 0.51025 | 0.48975
46 | 0 | 1 | 1 | 1 | 0 | 1 | 0 | 0 | 0.51025 | 0.48975
47 | 1 | 1 | 1 | 1 | 0 | 1 | 0 | 0 | 0.51025 | 0.48975
48 | 0 | 0 | 0 | 0 | 1 | 1 | 0 | 0 | 0.51025 | 0.48975
49 | 1 | 0 | 0 | 0 | 1 | 1 | 0 | 0 | 0.51025 | 0.48975
50 | 0 | 1 | 0 | 0 | 1 | 1 | 0 | 0 | 0.51025 | 0.48975
51 | 1 | 1 | 0 | 0 | 1 | 1 | 0 | 0 | 0.51025 | 0.48975
52 | 0 | 0 | 1 | 0 | 1 | 1 | 0 | 0 | 0.51025 | 0.48975
53 | 1 | 0 | 1 | 0 | 1 | 1 | 0 | 0 | 0.51025 | 0.48975
54 | 0 | 1 | 1 | 0 | 1 | 1 | 0 | 0 | 0.51025 | 0.48975
55 | 1 | 1 | 1 | 0 | 1 | 1 | 0 | 0 | 0.51025 | 0.48975
56 | 0 | 0 | 0 | 1 | 1 | 1 | 0 | 0 | 0.51025 | 0.48975
57 | 1 | 0 | 0 | 1 | 1 | 1 | 0 | 0 | 0.51025 | 0.48975
58 | 0 | 1 | 0 | 1 | 1 | 1 | 0 | 0 | 0.51025 | 0.48975
59 | 1 | 1 | 0 | 1 | 1 | 1 | 0 | 0 | 0.51025 | 0.48975
60 | 0 | 0 | 1 | 1 | 1 | 1 | 0 | 0 | 0.51025 | 0.48975
61 | 1 | 0 | 1 | 1 | 1 | 1 | 0 | 0 | 0.51025 | 0.48975
62 | 0 | 1 | 1 | 1 | 1 | 1 | 0 | 0 | 0.51025 | 0.48975
63 | 1 | 1 | 1 | 1 | 1 | 1 | 0 | 0 | 0.51025 | 0.48975
64 | 0 | 0 | 0 | 0 | 0 | 0 | 1 | 0 | 0.51025 | 0.48975
65 | 1 | 0 | 0 | 0 | 0 | 0 | 1 | 0 | 0.51025 | 0.48975
66 | 0 | 1 | 0 | 0 | 0 | 0 | 1 | 0 | 0.51025 | 0.48975
67 | 1 | 1 | 0 | 0 | 0 | 0 | 1 | 0 | 0.51025 | 0.48975
68 | 0 | 0 | 1 | 0 | 0 | 0 | 1 | 0 | 0.51025 | 0.48975
69 | 1 | 0 | 1 | 0 | 0 | 0 | 1 | 0 | 0.51025 | 0.48975
70 | 0 | 1 | 1 | 0 | 0 | 0 | 1 | 0 | 0.51025 | 0.48975
71 | 1 | 1 | 1 | 0 | 0 | 0 | 1 | 0 | 0.51025 | 0.48975
72 | 0 | 0 | 0 | 1 | 0 | 0 | 1 | 0 | 0.51025 | 0.48975
73 | 1 | 0 | 0 | 1 | 0 | 0 | 1 | 0 | 0.51025 | 0.48975
74 | 0 | 1 | 0 | 1 | 0 | 0 | 1 | 0 | 0.51025 | 0.48975
75 | 1 | 1 | 0 | 1 | 0 | 0 | 1 | 0 | 0.51025 | 0.48975
76 | 0 | 0 | 1 | 1 | 0 | 0 | 1 | 0 | 0.51025 | 0.48975
77 | 1 | 0 | 1 | 1 | 0 | 0 | 1 | 0 | 0.51025 | 0.48975
78 | 0 | 1 | 1 | 1 | 0 | 0 | 1 | 0 | 0.51025 | 0.48975
79 | 1 | 1 | 1 | 1 | 0 | 0 | 1 | 0 | 0.51025 | 0.48975
80 | 0 | 0 | 0 | 0 | 1 | 0 | 1 | 0 | 0.51025 | 0.48975
81 | 1 | 0 | 0 | 0 | 1 | 0 | 1 | 0 | 0.51025 | 0.48975
82 | 0 | 1 | 0 | 0 | 1 | 0 | 1 | 0 | 0.51025 | 0.48975
83 | 1 | 1 | 0 | 0 | 1 | 0 | 1 | 0 | 0.51025 | 0.48975
84 | 0 | 0 | 1 | 0 | 1 | 0 | 1 | 0 | 0.51025 | 0.48975
85 | 1 | 0 | 1 | 0 | 1 | 0 | 1 | 0 | 0.51025 | 0.48975
86 | 0 | 1 | 1 | 0 | 1 | 0 | 1 | 0 | 0.51025 | 0.48975
87 | 1 | 1 | 1 | 0 | 1 | 0 | 1 | 0 | 0.51025 | 0.48975
88 | 0 | 0 | 0 | 1 | 1 | 0 | 1 | 0 | 0.51025 | 0.48975
89 | 1 | 0 | 0 | 1 | 1 | 0 | 1 | 0 | 0.51025 | 0.48975
90 | 0 | 1 | 0 | 1 | 1 | 0 | 1 | 0 | 0.51025 | 0.48975
91 | 1 | 1 | 0 | 1 | 1 | 0 | 1 | 0 | 0.51025 | 0.48975
92 | 0 | 0 | 1 | 1 | 1 | 0 | 1 | 0 | 0.51025 | 0.48975
93 | 1 | 0 | 1 | 1 | 1 | 0 | 1 | 0 | 0.51025 | 0.48975
94 | 0 | 1 | 1 | 1 | 1 | 0 | 1 | 0 | 0.51025 | 0.48975
95 | 1 | 1 | 1 | 1 | 1 | 0 | 1 | 0 | 0.51025 | 0.48975
96 | 0 | 0 | 0 | 0 | 0 | 1 | 1 | 0 | 0.51025 | 0.48975
97 | 1 | 0 | 0 | 0 | 0 | 1 | 1 | 0 | 0.51025 | 0.48975
98 | 0 | 1 | 0 | 0 | 0 | 1 | 1 | 0 | 0.51025 | 0.48975
99 | 1 | 1 | 0 | 0 | 0 | 1 | 1 | 0 | 0.51025 | 0.48975
100 | 0 | 0 | 1 | 0 | 0 | 1 | 1 | 0 | 0.51025 | 0.48975
101 | 1 | 0 | 1 | 0 | 0 | 1 | 1 | 0 | 0.51025 | 0.48975
102 | 0 | 1 | 1 | 0 | 0 | 1 | 1 | 0 | 0.51025 | 0.48975
103 | 1 | 1 | 1 | 0 | 0 | 1 | 1 | 0 | 0.51025 | 0.48975
104 | 0 | 0 | 0 | 1 | 0 | 1 | 1 | 0 | 0.51025 | 0.48975
105 | 1 | 0 | 0 | 1 | 0 | 1 | 1 | 0 | 0.51025 | 0.48975
106 | 0 | 1 | 0 | 1 | 0 | 1 | 1 | 0 | 0.51025 | 0.48975
107 | 1 | 1 | 0 | 1 | 0 | 1 | 1 | 0 | 0.51025 | 0.48975
108 | 0 | 0 | 1 | 1 | 0 | 1 | 1 | 0 | 0.51025 | 0.48975
109 | 1 | 0 | 1 | 1 | 0 | 1 | 1 | 0 | 0.51025 | 0.48975
110 | 0 | 1 | 1 | 1 | 0 | 1 | 1 | 0 | 0.51025 | 0.48975
111 | 1 | 1 | 1 | 1 | 0 | 1 | 1 | 0 | 0.51025 | 0.48975
112 | 0 | 0 | 0 | 0 | 1 | 1 | 1 | 0 | 0.51025 | 0.48975
113 | 1 | 0 | 0 | 0 | 1 | 1 | 1 | 0 | 0.51025 | 0.48975
114 | 0 | 1 | 0 | 0 | 1 | 1 | 1 | 0 | 0.51025 | 0.48975
115 | 1 | 1 | 0 | 0 | 1 | 1 | 1 | 0 | 0.51025 | 0.48975
116 | 0 | 0 | 1 | 0 | 1 | 1 | 1 | 0 | 0.51025 | 0.48975
117 | 1 | 0 | 1 | 0 | 1 | 1 | 1 | 0 | 0.51025 | 0.48975
118 | 0 | 1 | 1 | 0 | 1 | 1 | 1 | 0 | 0.51025 | 0.48975
119 | 1 | 1 | 1 | 0 | 1 | 1 | 1 | 0 | 0.51025 | 0.48975
120 | 0 | 0 | 0 | 1 | 1 | 1 | 1 | 0 | 0.51025 | 0.48975
121 | 1 | 0 | 0 | 1 | 1 | 1 | 1 | 0 | 0.51025 | 0.48975
122 | 0 | 1 | 0 | 1 | 1 | 1 | 1 | 0 | 0.51025 | 0.48975
123 | 1 | 1 | 0 | 1 | 1 | 1 | 1 | 0 | 0.51025 | 0.48975
124 | 0 | 0 | 1 | 1 | 1 | 1 | 1 | 0 | 0.51025 | 0.48975
125 | 1 | 0 | 1 | 1 | 1 | 1 | 1 | 0 | 0.51025 | 0.48975
126 | 0 | 1 | 1 | 1 | 1 | 1 | 1 | 0 | 0.51025 | 0.48975
127 | 1 | 1 | 1 | 1 | 1 | 1 | 1 | 0 | 0.51025 | 0.48975
128 | 0 | 0 | 0 | 0 | 0 | 0 | 0 | 1 | 0.51025 | 0.48975
129 | 1 | 0 | 0 | 0 | 0 | 0 | 0 | 1 | 0.51025 | 0.48975
130 | 0 | 1 | 0 | 0 | 0 | 0 | 0 | 1 | 0.51025 | 0.48975
131 | 1 | 1 | 0 | 0 | 0 | 0 | 0 | 1 | 0.51025 | 0.48975
132 | 0 | 0 | 1 | 0 | 0 | 0 | 0 | 1 | 0.51025 | 0.48975
133 | 1 | 0 | 1 | 0 | 0 | 0 | 0 | 1 | 0.51025 | 0.48975
134 | 0 | 1 | 1 | 0 | 0 | 0 | 0 | 1 | 0.51025 | 0.48975
135 | 1 | 1 | 1 | 0 | 0 | 0 | 0 | 1 | 0.51025 | 0.48975
136 | 0 | 0 | 0 | 1 | 0 | 0 | 0 | 1 | 0.51025 | 0.48975
137 | 1 | 0 | 0 | 1 | 0 | 0 | 0 | 1 | 0.51025 | 0.48975
138 | 0 | 1 | 0 | 1 | 0 | 0 | 0 | 1 | 0.51025 | 0.48975
139 | 1 | 1 | 0 | 1 | 0 | 0 | 0 | 1 | 0.51025 | 0.48975
140 | 0 | 0 | 1 | 1 | 0 | 0 | 0 | 1 | 0.51025 | 0.48975
141 | 1 | 0 | 1 | 1 | 0 | 0 | 0 | 1 | 0.51025 | 0.48975
142 | 0 | 1 | 1 | 1 | 0 | 0 | 0 | 1 | 0.51025 | 0.48975
143 | 1 | 1 | 1 | 1 | 0 | 0 | 0 | 1 | 0.51025 | 0.48975
144 | 0 | 0 | 0 | 0 | 1 | 0 | 0 | 1 | 0.51025 | 0.48975
145 | 1 | 0 | 0 | 0 | 1 | 0 | 0 | 1 | 0.51025 | 0.48975
146 | 0 | 1 | 0 | 0 | 1 | 0 | 0 | 1 | 0.51025 | 0.48975
147 | 1 | 1 | 0 | 0 | 1 | 0 | 0 | 1 | 0.51025 | 0.48975
148 | 0 | 0 | 1 | 0 | 1 | 0 | 0 | 1 | 0.51025 | 0.48975
149 | 1 | 0 | 1 | 0 | 1 | 0 | 0 | 1 | 0.51025 | 0.48975
150 | 0 | 1 | 1 | 0 | 1 | 0 | 0 | 1 | 0.51025 | 0.48975
151 | 1 | 1 | 1 | 0 | 1 | 0 | 0 | 1 | 0.51025 | 0.48975
152 | 0 | 0 | 0 | 1 | 1 | 0 | 0 | 1 | 0.51025 | 0.48975
153 | 1 | 0 | 0 | 1 | 1 | 0 | 0 | 1 | 0.51025 | 0.48975
154 | 0 | 1 | 0 | 1 | 1 | 0 | 0 | 1 | 0.51025 | 0.48975
155 | 1 | 1 | 0 | 1 | 1 | 0 | 0 | 1 | 0.51025 | 0.48975
156 | 0 | 0 | 1 | 1 | 1 | 0 | 0 | 1 | 0.51025 | 0.48975
157 | 1 | 0 | 1 | 1 | 1 | 0 | 0 | 1 | 0.51025 | 0.48975
158 | 0 | 1 | 1 | 1 | 1 | 0 | 0 | 1 | 0.51025 | 0.48975
159 | 1 | 1 | 1 | 1 | 1 | 0 | 0 | 1 | 0.51025 | 0.48975
160 | 0 | 0 | 0 | 0 | 0 | 1 | 0 | 1 | 0.51025 | 0.48975
161 | 1 | 0 | 0 | 0 | 0 | 1 | 0 | 1 | 0.51025 | 0.48975
162 | 0 | 1 | 0 | 0 | 0 | 1 | 0 | 1 | 0.51025 | 0.48975
163 | 1 | 1 | 0 | 0 | 0 | 1 | 0 | 1 | 0.51025 | 0.48975
164 | 0 | 0 | 1 | 0 | 0 | 1 | 0 | 1 | 0.51025 | 0.48975
165 | 1 | 0 | 1 | 0 | 0 | 1 | 0 | 1 | 0.51025 | 0.48975
166 | 0 | 1 | 1 | 0 | 0 | 1 | 0 | 1 | 0.51025 | 0.48975
167 | 1 | 1 | 1 | 0 | 0 | 1 | 0 | 1 | 0.51025 | 0.48975
168 | 0 | 0 | 0 | 1 | 0 | 1 | 0 | 1 | 0.51025 | 0.48975
169 | 1 | 0 | 0 | 1 | 0 | 1 | 0 | 1 | 0.51025 | 0.48975
170 | 0 | 1 | 0 | 1 | 0 | 1 | 0 | 1 | 0.51025 | 0.48975
171 | 1 | 1 | 0 | 1 | 0 | 1 | 0 | 1 | 0.51025 | 0.48975
172 | 0 | 0 | 1 | 1 | 0 | 1 | 0 | 1 | 0.51025 | 0.48975
173 | 1 | 0 | 1 | 1 | 0 | 1 | 0 | 1 | 0.51025 | 0.48975
174 | 0 | 1 | 1 | 1 | 0 | 1 | 0 | 1 | 0.51025 | 0.48975
175 | 1 | 1 | 1 | 1 | 0 | 1 | 0 | 1 | 0.51025 | 0.48975
176 | 0 | 0 | 0 | 0 | 1 | 1 | 0 | 1 | 0.51025 | 0.48975
177 | 1 | 0 | 0 | 0 | 1 | 1 | 0 | 1 | 0.51025 | 0.48975
178 | 0 | 1 | 0 | 0 | 1 | 1 | 0 | 1 | 0.51025 | 0.48975
179 | 1 | 1 | 0 | 0 | 1 | 1 | 0 | 1 | 0.51025 | 0.48975
180 | 0 | 0 | 1 | 0 | 1 | 1 | 0 | 1 | 0.51025 | 0.48975
181 | 1 | 0 | 1 | 0 | 1 | 1 | 0 | 1 | 0.51025 | 0.48975
182 | 0 | 1 | 1 | 0 | 1 | 1 | 0 | 1 | 0.51025 | 0.48975
183 | 1 | 1 | 1 | 0 | 1 | 1 | 0 | 1 | 0.51025 | 0.48975
184 | 0 | 0 | 0 | 1 | 1 | 1 | 0 | 1 | 0.51025 | 0.48975
185 | 1 | 0 | 0 | 1 | 1 | 1 | 0 | 1 | 0.51025 | 0.48975
186 | 0 | 1 | 0 | 1 | 1 | 1 | 0 | 1 | 0.51025 | 0.48975
187 | 1 | 1 | 0 | 1 | 1 | 1 | 0 | 1 | 0.51025 | 0.48975
188 | 0 | 0 | 1 | 1 | 1 | 1 | 0 | 1 | 0.51025 | 0.48975
189 | 1 | 0 | 1 | 1 | 1 | 1 | 0 | 1 | 0.51025 | 0.48975
190 | 0 | 1 | 1 | 1 | 1 | 1 | 0 | 1 | 0.51025 | 0.48975
191 | 1 | 1 | 1 | 1 | 1 | 1 | 0 | 1 | 0.51025 | 0.48975
192 | 0 | 0 | 0 | 0 | 0 | 0 | 1 | 1 | 0.51025 | 0.48975
193 | 1 | 0 | 0 | 0 | 0 | 0 | 1 | 1 | 0.51025 | 0.48975
194 | 0 | 1 | 0 | 0 | 0 | 0 | 1 | 1 | 0.51025 | 0.48975
195 | 1 | 1 | 0 | 0 | 0 | 0 | 1 | 1 | 0.51025 | 0.48975
196 | 0 | 0 | 1 | 0 | 0 | 0 | 1 | 1 | 0.51025 | 0.48975
197 | 1 | 0 | 1 | 0 | 0 | 0 | 1 | 1 | 0.51025 | 0.48975
198 | 0 | 1 | 1 | 0 | 0 | 0 | 1 | 1 | 0.51025 | 0.48975
199 | 1 | 1 | 1 | 0 | 0 | 0 | 1 | 1 | 0.51025 | 0.48975
200 | 0 | 0 | 0 | 1 | 0 | 0 | 1 | 1 | 0.51025 | 0.48975
201 | 1 | 0 | 0 | 1 | 0 | 0 | 1 | 1 | 0.51025 | 0.48975
202 | 0 | 1 | 0 | 1 | 0 | 0 | 1 | 1 | 0.51025 | 0.48975
203 | 1 | 1 | 0 | 1 | 0 | 0 | 1 | 1 | 0.51025 | 0.48975
204 | 0 | 0 | 1 | 1 | 0 | 0 | 1 | 1 | 0.51025 | 0.48975
205 | 1 | 0 | 1 | 1 | 0 | 0 | 1 | 1 | 0.51025 | 0.48975
206 | 0 | 1 | 1 | 1 | 0 | 0 | 1 | 1 | 0.51025 | 0.48975
207 | 1 | 1 | 1 | 1 | 0 | 0 | 1 | 1 | 0.51025 | 0.48975
208 | 0 | 0 | 0 | 0 | 1 | 0 | 1 | 1 | 0.51025 | 0.48975
209 | 1 | 0 | 0 | 0 | 1 | 0 | 1 | 1 | 0.51025 | 0.48975
210 | 0 | 1 | 0 | 0 | 1 | 0 | 1 | 1 | 0.51025 | 0.48975
211 | 1 | 1 | 0 | 0 | 1 | 0 | 1 | 1 | 0.51025 | 0.48975
212 | 0 | 0 | 1 | 0 | 1 | 0 | 1 | 1 | 0.51025 | 0.48975
213 | 1 | 0 | 1 | 0 | 1 | 0 | 1 | 1 | 0.51025 | 0.48975
214 | 0 | 1 | 1 | 0 | 1 | 0 | 1 | 1 | 0.51025 | 0.48975
215 | 1 | 1 | 1 | 0 | 1 | 0 | 1 | 1 | 0.5075 | 0.4925
216 | 0 | 0 | 0 | 1 | 1 | 0 | 1 | 1 | 0.51025 | 0.48975
217 | 1 | 0 | 0 | 1 | 1 | 0 | 1 | 1 | 0.51025 | 0.48975
218 | 0 | 1 | 0 | 1 | 1 | 0 | 1 | 1 | 0.51025 | 0.48975
219 | 1 | 1 | 0 | 1 | 1 | 0 | 1 | 1 | 0.51025 | 0.48975
220 | 0 | 0 | 1 | 1 | 1 | 0 | 1 | 1 | 0.51025 | 0.48975
221 | 1 | 0 | 1 | 1 | 1 | 0 | 1 | 1 | 0.51025 | 0.48975
222 | 0 | 1 | 1 | 1 | 1 | 0 | 1 | 1 | 0.18769 | 0.81231
223 | 1 | 1 | 1 | 1 | 1 | 0 | 1 | 1 | 0.044374 | 0.95563
224 | 0 | 0 | 0 | 0 | 0 | 1 | 1 | 1 | 0.51025 | 0.48975
225 | 1 | 0 | 0 | 0 | 0 | 1 | 1 | 1 | 0.51025 | 0.48975
226 | 0 | 1 | 0 | 0 | 0 | 1 | 1 | 1 | 0.51025 | 0.48975
227 | 1 | 1 | 0 | 0 | 0 | 1 | 1 | 1 | 0.51025 | 0.48975
228 | 0 | 0 | 1 | 0 | 0 | 1 | 1 | 1 | 0.51025 | 0.48975
229 | 1 | 0 | 1 | 0 | 0 | 1 | 1 | 1 | 0.51025 | 0.48975
230 | 0 | 1 | 1 | 0 | 0 | 1 | 1 | 1 | 0.51025 | 0.48975
231 | 1 | 1 | 1 | 0 | 0 | 1 | 1 | 1 | 0.51025 | 0.48975
232 | 0 | 0 | 0 | 1 | 0 | 1 | 1 | 1 | 0.51025 | 0.48975
233 | 1 | 0 | 0 | 1 | 0 | 1 | 1 | 1 | 0.51025 | 0.48975
234 | 0 | 1 | 0 | 1 | 0 | 1 | 1 | 1 | 0.51025 | 0.48975
235 | 1 | 1 | 0 | 1 | 0 | 1 | 1 | 1 | 0.51025 | 0.48975
236 | 0 | 0 | 1 | 1 | 0 | 1 | 1 | 1 | 0.51025 | 0.48975
237 | 1 | 0 | 1 | 1 | 0 | 1 | 1 | 1 | 0.51025 | 0.48975
238 | 0 | 1 | 1 | 1 | 0 | 1 | 1 | 1 | 0.51025 | 0.48975
239 | 1 | 1 | 1 | 1 | 0 | 1 | 1 | 1 | 0.51025 | 0.48975
240 | 0 | 0 | 0 | 0 | 1 | 1 | 1 | 1 | 0.51025 | 0.48975
241 | 1 | 0 | 0 | 0 | 1 | 1 | 1 | 1 | 0.51025 | 0.48975
242 | 0 | 1 | 0 | 0 | 1 | 1 | 1 | 1 | 0.51025 | 0.48975
243 | 1 | 1 | 0 | 0 | 1 | 1 | 1 | 1 | 0.51025 | 0.48975
244 | 0 | 0 | 1 | 0 | 1 | 1 | 1 | 1 | 0.51025 | 0.48975
245 | 1 | 0 | 1 | 0 | 1 | 1 | 1 | 1 | 0.51025 | 0.48975
246 | 0 | 1 | 1 | 0 | 1 | 1 | 1 | 1 | 0.51025 | 0.48975
247 | 1 | 1 | 1 | 0 | 1 | 1 | 1 | 1 | 0.40627 | 0.59373
248 | 0 | 0 | 0 | 1 | 1 | 1 | 1 | 1 | 0.51025 | 0.48975
249 | 1 | 0 | 0 | 1 | 1 | 1 | 1 | 1 | 0.51025 | 0.48975
250 | 0 | 1 | 0 | 1 | 1 | 1 | 1 | 1 | 0.51025 | 0.48975
251 | 1 | 1 | 0 | 1 | 1 | 1 | 1 | 1 | 0.40985 | 0.59015
252 | 0 | 0 | 1 | 1 | 1 | 1 | 1 | 1 | 0.51025 | 0.48975
253 | 1 | 0 | 1 | 1 | 1 | 1 | 1 | 1 | 0.51025 | 0.48975
254 | 0 | 1 | 1 | 1 | 1 | 1 | 1 | 1 | 0.15156 | 0.84844
255 | 1 | 1 | 1 | 1 | 1 | 1 | 1 | 1 | 0.027057 | 0.97294

## 3 Falling topside components
| 3: RNA structural | 3: tower structural | P(3: Falling topside components = True) | P(3: Falling topside components = False)
0 | 0 | 0 | 0.037463 | 0.96254
1 | 1 | 0 | 0.026973 | 0.97303
2 | 0 | 1 | 0.015363 | 0.98464
3 | 1 | 1 | 0.0065816 | 0.99342

## 3 Large hydrostatic offset
| 3: ballast system failure | P(3: Large hydrostatic offset = True) | P(3: Large hydrostatic offset = False)
0 | 0 | 0.000505 | 0.9995
1 | 1 | 0.000995 | 0.99901

## 4 Excess mooring loads
| 4: Capsize | 4: Mooring -mooring clashing | 4: Change in mooring profile | 5: Shared line nonfunctional | 4: clump weights or floats | P(4: Excess mooring loads = True) | P(4: Excess mooring loads = False)
0 | 0 | 0 | 0 | 0 | 0 | 0.50687 | 0.49312
1 | 1 | 0 | 0 | 0 | 0 | 0.50687 | 0.49312
2 | 0 | 1 | 0 | 0 | 0 | 0.50688 | 0.49312
3 | 1 | 1 | 0 | 0 | 0 | 0.50687 | 0.49312
4 | 0 | 0 | 1 | 0 | 0 | 0.50687 | 0.49312
5 | 1 | 0 | 1 | 0 | 0 | 0.50687 | 0.49312
6 | 0 | 1 | 1 | 0 | 0 | 0.50687 | 0.49312
7 | 1 | 1 | 1 | 0 | 0 | 0.50688 | 0.49312
8 | 0 | 0 | 0 | 1 | 0 | 0.50687 | 0.49312
9 | 1 | 0 | 0 | 1 | 0 | 0.50687 | 0.49312
10 | 0 | 1 | 0 | 1 | 0 | 0.50687 | 0.49312
11 | 1 | 1 | 0 | 1 | 0 | 0.50688 | 0.49312
12 | 0 | 0 | 1 | 1 | 0 | 0.50687 | 0.49312
13 | 1 | 0 | 1 | 1 | 0 | 0.50687 | 0.49312
14 | 0 | 1 | 1 | 1 | 0 | 0.50688 | 0.49312
15 | 1 | 1 | 1 | 1 | 0 | 0.47483 | 0.52517
16 | 0 | 0 | 0 | 0 | 1 | 0.50687 | 0.49312
17 | 1 | 0 | 0 | 0 | 1 | 0.50687 | 0.49312
18 | 0 | 1 | 0 | 0 | 1 | 0.50687 | 0.49312
19 | 1 | 1 | 0 | 0 | 1 | 0.50687 | 0.49312
20 | 0 | 0 | 1 | 0 | 1 | 0.50687 | 0.49312
21 | 1 | 0 | 1 | 0 | 1 | 0.50687 | 0.49312
22 | 0 | 1 | 1 | 0 | 1 | 0.50687 | 0.49312
23 | 1 | 1 | 1 | 0 | 1 | 0.50688 | 0.49312
24 | 0 | 0 | 0 | 1 | 1 | 0.50687 | 0.49312
25 | 1 | 0 | 0 | 1 | 1 | 0.50687 | 0.49312
26 | 0 | 1 | 0 | 1 | 1 | 0.50687 | 0.49312
27 | 1 | 1 | 0 | 1 | 1 | 0.50687 | 0.49312
28 | 0 | 0 | 1 | 1 | 1 | 0.50688 | 0.49312
29 | 1 | 0 | 1 | 1 | 1 | 0.26416 | 0.73584
30 | 0 | 1 | 1 | 1 | 1 | 0.50688 | 0.49312
31 | 1 | 1 | 1 | 1 | 1 | 0.014099 | 0.9859

## 4 Anchor dragging
| 4: Excess anchor load | P(4: Anchor dragging = True) | P(4: Anchor dragging = False)
0 | 0 | 0.0069695 | 0.99303
1 | 1 | 0.013655 | 0.98634

## 3 Turbine parked
| 3: Incorrect turbine operation | 3: Array cable disconnect | 3: Substation /grid interruption | 3: generator & gearbox | 3: turbine controls | P(3: Turbine parked = True) | P(3: Turbine parked = False)
0 | 0 | 0 | 0 | 0 | 0 | 0.50875 | 0.49125
1 | 1 | 0 | 0 | 0 | 0 | 0.50875 | 0.49125
2 | 0 | 1 | 0 | 0 | 0 | 0.50875 | 0.49125
3 | 1 | 1 | 0 | 0 | 0 | 0.50875 | 0.49125
4 | 0 | 0 | 1 | 0 | 0 | 0.50875 | 0.49125
5 | 1 | 0 | 1 | 0 | 0 | 0.50875 | 0.49125
6 | 0 | 1 | 1 | 0 | 0 | 0.50875 | 0.49125
7 | 1 | 1 | 1 | 0 | 0 | 0.04881 | 0.95119
8 | 0 | 0 | 0 | 1 | 0 | 0.50875 | 0.49125
9 | 1 | 0 | 0 | 1 | 0 | 0.50875 | 0.49125
10 | 0 | 1 | 0 | 1 | 0 | 0.50875 | 0.49125
11 | 1 | 1 | 0 | 1 | 0 | 0.50875 | 0.49125
12 | 0 | 0 | 1 | 1 | 0 | 0.50875 | 0.49125
13 | 1 | 0 | 1 | 1 | 0 | 0.50875 | 0.49125
14 | 0 | 1 | 1 | 1 | 0 | 0.50875 | 0.49125
15 | 1 | 1 | 1 | 1 | 0 | 0.027698 | 0.9723
16 | 0 | 0 | 0 | 0 | 1 | 0.50875 | 0.49125
17 | 1 | 0 | 0 | 0 | 1 | 0.50875 | 0.49125
18 | 0 | 1 | 0 | 0 | 1 | 0.50875 | 0.49125
19 | 1 | 1 | 0 | 0 | 1 | 0.50875 | 0.49125
20 | 0 | 0 | 1 | 0 | 1 | 0.50875 | 0.49125
21 | 1 | 0 | 1 | 0 | 1 | 0.50875 | 0.49125
22 | 0 | 1 | 1 | 0 | 1 | 0.50875 | 0.49125
23 | 1 | 1 | 1 | 0 | 1 | 0.051196 | 0.9488
24 | 0 | 0 | 0 | 1 | 1 | 0.50875 | 0.49125
25 | 1 | 0 | 0 | 1 | 1 | 0.50875 | 0.49125
26 | 0 | 1 | 0 | 1 | 1 | 0.50875 | 0.49125
27 | 1 | 1 | 0 | 1 | 1 | 0.50875 | 0.49125
28 | 0 | 0 | 1 | 1 | 1 | 0.50875 | 0.49125
29 | 1 | 0 | 1 | 1 | 1 | 0.50875 | 0.49125
30 | 0 | 1 | 1 | 1 | 1 | 0.50875 | 0.49125
31 | 1 | 1 | 1 | 1 | 1 | 0.031297 | 0.9687

## 3 Compromised stability
| P(3: Compromised stability = True) | P(3: Compromised stability = False)
0 | 0.001 | 0.999

## 3 platform (structural)
| 3: Increased turbine loads | P(3: platform (structural) = True) | P(3: platform (structural) = False)
0 | 0 | 0.0050975 | 0.9949
1 | 1 | 0.0099025 | 0.9901

## 3 platform (watertight)
| P(3: platform (watertight) = True) | P(3: platform (watertight) = False)
0 | 0.01 | 0.99

## 3 dynamic cable
| P(3: dynamic cable = True) | P(3: dynamic cable = False)
0 | 0.025 | 0.975

## 3 static cable
| P(3: static cable = True) | P(3: static cable = False)
0 | 0.025 | 0.975

## 3 terminations
| P(3: terminations = True) | P(3: terminations = False)
0 | 0.025 | 0.975

## 3 offshore joints
| P(3: offshore joints = True) | P(3: offshore joints = False)
0 | 0.105 | 0.895

## 4 Drift off station
| 5: Vessel or Aircraft Collision | 4: Mooring line nonfunctional | 5: Excessive load on cable | P(4: Drift off station = True) | P(4: Drift off station = False)
0 | 0 | 0 | 0 | 0.14239 | 0.85761
1 | 1 | 0 | 0 | 0.072255 | 0.92774
2 | 0 | 1 | 0 | 0.072918 | 0.92708
3 | 1 | 1 | 0 | 0.025142 | 0.97486
4 | 0 | 0 | 1 | 0.073649 | 0.92635
5 | 1 | 0 | 1 | 0.037492 | 0.96251
6 | 0 | 1 | 1 | 0.037834 | 0.96217
7 | 1 | 1 | 1 | 0.0010157 | 0.99898

## 4 chain
| 4: Falling topside components | 4: Large hydrostatic offset | P(4: chain = True) | P(4: chain = False)
0 | 0 | 0 | 0.5075 | 0.4925
1 | 1 | 0 | 0.5075 | 0.4925
2 | 0 | 1 | 0.5075 | 0.4925
3 | 1 | 1 | 0.015045 | 0.98495

## 4 synthetic rope
| P(4: synthetic rope = True) | P(4: synthetic rope = False)
0 | 0.0155 | 0.9845

## 4 wire rope
| P(4: wire rope = True) | P(4: wire rope = False)
0 | 0.015 | 0.985

## 4 connectors
| P(4: connectors = True) | P(4: connectors = False)
0 | 0.0155 | 0.9845

## 4 single anchor
| P(4: single anchor = True) | P(4: single anchor = False)
0 | 0.0155 | 0.9845

## 5 shared anchor
| 5: Excess mooring loads | 5: Anchor dragging | P(5: shared anchor = True) | P(5: shared anchor = False)
0 | 0 | 0 | 0.5075 | 0.4925
1 | 1 | 0 | 0.5075 | 0.4925
2 | 0 | 1 | 0.5075 | 0.4925
3 | 1 | 1 | 0.015157 | 0.98484

## 4 Excess dynamics
| 4: Turbine parked | 4: Compromised stability | P(4: Excess dynamics = True) | P(4: Excess dynamics = False)
0 | 0 | 0 | 0.54659 | 0.45341
1 | 1 | 0 | 0.54659 | 0.45341
2 | 0 | 1 | 0.54659 | 0.45341
3 | 1 | 1 | 0.094039 | 0.90596

## 4 Sink
| 4: platform (structural) | 4: platform (watertight) | P(4: Sink = True) | P(4: Sink = False)
0 | 0 | 0 | 0.09951 | 0.90049
1 | 1 | 0 | 0.050751 | 0.94925
2 | 0 | 1 | 0.050751 | 0.94925
3 | 1 | 1 | 0.0010076 | 0.99899

## 4 Mooring -cable clashing
| P(4: Mooring -cable clashing = True) | P(4: Mooring -cable clashing = False)
0 | 0.033968 | 0.96603

## 4 Anchor -cable clashing
| P(4: Anchor -cable clashing = True) | P(4: Anchor -cable clashing = False)
0 | 0.033968 | 0.96603

## 4 Change in cable profile
| 4: dynamic cable | 4: static cable | 4: terminations | 4: offshore joints | P(4: Change in cable profile = True) | P(4: Change in cable profile = False)
0 | 0 | 0 | 0 | 0 | 0.51025 | 0.48975
1 | 1 | 0 | 0 | 0 | 0.51025 | 0.48975
2 | 0 | 1 | 0 | 0 | 0.51025 | 0.48975
3 | 1 | 1 | 0 | 0 | 0.51025 | 0.48975
4 | 0 | 0 | 1 | 0 | 0.51025 | 0.48975
5 | 1 | 0 | 1 | 0 | 0.51025 | 0.48975
6 | 0 | 1 | 1 | 0 | 0.51025 | 0.48975
7 | 1 | 1 | 1 | 0 | 0.11033 | 0.88967
8 | 0 | 0 | 0 | 1 | 0.51025 | 0.48975
9 | 1 | 0 | 0 | 1 | 0.51025 | 0.48975
10 | 0 | 1 | 0 | 1 | 0.51025 | 0.48975
11 | 1 | 1 | 0 | 1 | 0.45117 | 0.54883
12 | 0 | 0 | 1 | 1 | 0.51025 | 0.48975
13 | 1 | 0 | 1 | 1 | 0.45399 | 0.54601
14 | 0 | 1 | 1 | 1 | 0.45399 | 0.54601
15 | 1 | 1 | 1 | 1 | 0.021991 | 0.97801

## 4 buoyancy modules
| P(4: buoyancy modules = True) | P(4: buoyancy modules = False)
0 | 0.33 | 0.67

## 4 tether & anchor systems
| P(4: tether & anchor systems = True) | P(4: tether & anchor systems = False)
0 | 0.025 | 0.975

## 4 cable protection system
| P(4: cable protection system = True) | P(4: cable protection system = False)
0 | 0.025 | 0.975

## 3 RNA structural
| P(3: RNA structural = True) | P(3: RNA structural = False)
0 | 0.233 | 0.767

## 3 tower structural
| P(3: tower structural = True) | P(3: tower structural = False)
0 | 0.1285 | 0.8715

## 3 ballast system failure
| P(3: ballast system failure = True) | P(3: ballast system failure = False)
0 | 0.01 | 0.99

## 4 Capsize
| P(4: Capsize = True) | P(4: Capsize = False)
0 | 0.001 | 0.999

## 4 Mooring -mooring clashing
| 5: Drift off station | P(4: Mooring -mooring clashing = True) | P(4: Mooring -mooring clashing = False)
0 | 0 | 0.00051366 | 0.99949
1 | 1 | 0.027297 | 0.9727

## 4 Change in mooring profile
| P(4: Change in mooring profile = True) | P(4: Change in mooring profile = False)
0 | 0.01375 | 0.98625

## 5 Shared line nonfunctional
| 5: chain | 5: synthetic rope | 5: wire rope | 5: connectors | 5: single anchor | 6: shared anchor | P(5: Shared line nonfunctional = True) | P(5: Shared line nonfunctional = False)
0 | 0 | 0 | 0 | 0 | 0 | 0 | 0.50687 | 0.49312
1 | 1 | 0 | 0 | 0 | 0 | 0 | 0.50687 | 0.49312
2 | 0 | 1 | 0 | 0 | 0 | 0 | 0.50687 | 0.49312
3 | 1 | 1 | 0 | 0 | 0 | 0 | 0.50688 | 0.49312
4 | 0 | 0 | 1 | 0 | 0 | 0 | 0.50688 | 0.49312
5 | 1 | 0 | 1 | 0 | 0 | 0 | 0.50687 | 0.49312
6 | 0 | 1 | 1 | 0 | 0 | 0 | 0.50688 | 0.49312
7 | 1 | 1 | 1 | 0 | 0 | 0 | 0.50687 | 0.49312
8 | 0 | 0 | 0 | 1 | 0 | 0 | 0.50687 | 0.49312
9 | 1 | 0 | 0 | 1 | 0 | 0 | 0.50687 | 0.49312
10 | 0 | 1 | 0 | 1 | 0 | 0 | 0.50687 | 0.49312
11 | 1 | 1 | 0 | 1 | 0 | 0 | 0.50687 | 0.49312
12 | 0 | 0 | 1 | 1 | 0 | 0 | 0.50688 | 0.49312
13 | 1 | 0 | 1 | 1 | 0 | 0 | 0.50687 | 0.49312
14 | 0 | 1 | 1 | 1 | 0 | 0 | 0.50687 | 0.49312
15 | 1 | 1 | 1 | 1 | 0 | 0 | 0.50687 | 0.49312
16 | 0 | 0 | 0 | 0 | 1 | 0 | 0.50687 | 0.49312
17 | 1 | 0 | 0 | 0 | 1 | 0 | 0.50687 | 0.49312
18 | 0 | 1 | 0 | 0 | 1 | 0 | 0.50687 | 0.49312
19 | 1 | 1 | 0 | 0 | 1 | 0 | 0.50687 | 0.49312
20 | 0 | 0 | 1 | 0 | 1 | 0 | 0.50688 | 0.49312
21 | 1 | 0 | 1 | 0 | 1 | 0 | 0.50687 | 0.49312
22 | 0 | 1 | 1 | 0 | 1 | 0 | 0.50687 | 0.49312
23 | 1 | 1 | 1 | 0 | 1 | 0 | 0.50687 | 0.49312
24 | 0 | 0 | 0 | 1 | 1 | 0 | 0.50687 | 0.49312
25 | 1 | 0 | 0 | 1 | 1 | 0 | 0.50688 | 0.49312
26 | 0 | 1 | 0 | 1 | 1 | 0 | 0.50687 | 0.49312
27 | 1 | 1 | 0 | 1 | 1 | 0 | 0.50687 | 0.49312
28 | 0 | 0 | 1 | 1 | 1 | 0 | 0.50687 | 0.49312
29 | 1 | 0 | 1 | 1 | 1 | 0 | 0.50687 | 0.49312
30 | 0 | 1 | 1 | 1 | 1 | 0 | 0.50687 | 0.49312
31 | 1 | 1 | 1 | 1 | 1 | 0 | 0.4758 | 0.5242
32 | 0 | 0 | 0 | 0 | 0 | 1 | 0.50688 | 0.49312
33 | 1 | 0 | 0 | 0 | 0 | 1 | 0.50688 | 0.49312
34 | 0 | 1 | 0 | 0 | 0 | 1 | 0.50687 | 0.49312
35 | 1 | 1 | 0 | 0 | 0 | 1 | 0.50687 | 0.49312
36 | 0 | 0 | 1 | 0 | 0 | 1 | 0.50688 | 0.49312
37 | 1 | 0 | 1 | 0 | 0 | 1 | 0.50687 | 0.49312
38 | 0 | 1 | 1 | 0 | 0 | 1 | 0.50688 | 0.49312
39 | 1 | 1 | 1 | 0 | 0 | 1 | 0.50687 | 0.49312
40 | 0 | 0 | 0 | 1 | 0 | 1 | 0.50687 | 0.49312
41 | 1 | 0 | 0 | 1 | 0 | 1 | 0.50688 | 0.49312
42 | 0 | 1 | 0 | 1 | 0 | 1 | 0.50687 | 0.49312
43 | 1 | 1 | 0 | 1 | 0 | 1 | 0.50687 | 0.49312
44 | 0 | 0 | 1 | 1 | 0 | 1 | 0.50688 | 0.49312
45 | 1 | 0 | 1 | 1 | 0 | 1 | 0.50687 | 0.49312
46 | 0 | 1 | 1 | 1 | 0 | 1 | 0.50688 | 0.49312
47 | 1 | 1 | 1 | 1 | 0 | 1 | 0.46237 | 0.53763
48 | 0 | 0 | 0 | 0 | 1 | 1 | 0.50687 | 0.49312
49 | 1 | 0 | 0 | 0 | 1 | 1 | 0.50688 | 0.49312
50 | 0 | 1 | 0 | 0 | 1 | 1 | 0.50687 | 0.49312
51 | 1 | 1 | 0 | 0 | 1 | 1 | 0.50687 | 0.49312
52 | 0 | 0 | 1 | 0 | 1 | 1 | 0.50688 | 0.49312
53 | 1 | 0 | 1 | 0 | 1 | 1 | 0.50687 | 0.49312
54 | 0 | 1 | 1 | 0 | 1 | 1 | 0.50688 | 0.49312
55 | 1 | 1 | 1 | 0 | 1 | 1 | 0.46417 | 0.53583
56 | 0 | 0 | 0 | 1 | 1 | 1 | 0.50687 | 0.49312
57 | 1 | 0 | 0 | 1 | 1 | 1 | 0.50687 | 0.49312
58 | 0 | 1 | 0 | 1 | 1 | 1 | 0.50687 | 0.49312
59 | 1 | 1 | 0 | 1 | 1 | 1 | 0.48134 | 0.51866
60 | 0 | 0 | 1 | 1 | 1 | 1 | 0.50688 | 0.49312
61 | 1 | 0 | 1 | 1 | 1 | 1 | 0.46767 | 0.53233
62 | 0 | 1 | 1 | 1 | 1 | 1 | 0.48315 | 0.51685
63 | 1 | 1 | 1 | 1 | 1 | 1 | 0.01413 | 0.98587

## 4 clump weights or floats
| P(4: clump weights or floats = True) | P(4: clump weights or floats = False)
0 | 0.015 | 0.985

## 4 Excess anchor load
| P(4: Excess anchor load = True) | P(4: Excess anchor load = False)
0 | 0.01375 | 0.98625

## 3 Incorrect turbine operation
| P(3: Incorrect turbine operation = True) | P(3: Incorrect turbine operation = False)
0 | 0.0195 | 0.9805

## 3 Array cable disconnect
| P(3: Array cable disconnect = True) | P(3: Array cable disconnect = False)
0 | 0.02 | 0.98

## 3 Substation or grid interrupt
| P(3: Substation /grid interruption = True) | P(3: Substation /grid interruption = False)
0 | 0.01 | 0.99

## 3 generator & gearbox
| P(3: generator & gearbox = True) | P(3: generator & gearbox = False)
0 | 0.288 | 0.712

## 3 turbine controls
| P(3: turbine controls = True) | P(3: turbine controls = False)
0 | 0.54337 | 0.45663

## 3 Increased turbine loads
| P(3: Increased turbine loads = True) | P(3: Increased turbine loads = False)
0 | 0.0195 | 0.9805

## 5 Vessel or Aircraft Collision
| P(5: Vessel or Aircraft Collision = True) | P(5: Vessel or Aircraft Collision = False)
0 | 0.013625 | 0.98638

## 4 Mooring line nonfunctional
| P(4: Mooring line nonfunctional = True) | P(4: Mooring line nonfunctional = False)
0 | 0.01375 | 0.98625

## 5 Excessive load on cable
| 5: Excess dynamics | 5: Sink | 5: Mooring -cable clashing | 5: Anchor -cable clashing | 5: Change in cable profile | 5: buoyancy modules | 5: tether & anchor systems | 5: cable protection system | P(5: Excessive load on cable = True) | P(5: Excessive load on cable = False)
0 | 0 | 0 | 0 | 0 | 0 | 0 | 0 | 0 | 0.51025 | 0.48975
1 | 1 | 0 | 0 | 0 | 0 | 0 | 0 | 0 | 0.51025 | 0.48975
2 | 0 | 1 | 0 | 0 | 0 | 0 | 0 | 0 | 0.51025 | 0.48975
3 | 1 | 1 | 0 | 0 | 0 | 0 | 0 | 0 | 0.51025 | 0.48975
4 | 0 | 0 | 1 | 0 | 0 | 0 | 0 | 0 | 0.51025 | 0.48975
5 | 1 | 0 | 1 | 0 | 0 | 0 | 0 | 0 | 0.51025 | 0.48975
6 | 0 | 1 | 1 | 0 | 0 | 0 | 0 | 0 | 0.51025 | 0.48975
7 | 1 | 1 | 1 | 0 | 0 | 0 | 0 | 0 | 0.51025 | 0.48975
8 | 0 | 0 | 0 | 1 | 0 | 0 | 0 | 0 | 0.51025 | 0.48975
9 | 1 | 0 | 0 | 1 | 0 | 0 | 0 | 0 | 0.51025 | 0.48975
10 | 0 | 1 | 0 | 1 | 0 | 0 | 0 | 0 | 0.51025 | 0.48975
11 | 1 | 1 | 0 | 1 | 0 | 0 | 0 | 0 | 0.51025 | 0.48975
12 | 0 | 0 | 1 | 1 | 0 | 0 | 0 | 0 | 0.51025 | 0.48975
13 | 1 | 0 | 1 | 1 | 0 | 0 | 0 | 0 | 0.51025 | 0.48975
14 | 0 | 1 | 1 | 1 | 0 | 0 | 0 | 0 | 0.51025 | 0.48975
15 | 1 | 1 | 1 | 1 | 0 | 0 | 0 | 0 | 0.51025 | 0.48975
16 | 0 | 0 | 0 | 0 | 1 | 0 | 0 | 0 | 0.51025 | 0.48975
17 | 1 | 0 | 0 | 0 | 1 | 0 | 0 | 0 | 0.51025 | 0.48975
18 | 0 | 1 | 0 | 0 | 1 | 0 | 0 | 0 | 0.51025 | 0.48975
19 | 1 | 1 | 0 | 0 | 1 | 0 | 0 | 0 | 0.51025 | 0.48975
20 | 0 | 0 | 1 | 0 | 1 | 0 | 0 | 0 | 0.51025 | 0.48975
21 | 1 | 0 | 1 | 0 | 1 | 0 | 0 | 0 | 0.51025 | 0.48975
22 | 0 | 1 | 1 | 0 | 1 | 0 | 0 | 0 | 0.51025 | 0.48975
23 | 1 | 1 | 1 | 0 | 1 | 0 | 0 | 0 | 0.51025 | 0.48975
24 | 0 | 0 | 0 | 1 | 1 | 0 | 0 | 0 | 0.51025 | 0.48975
25 | 1 | 0 | 0 | 1 | 1 | 0 | 0 | 0 | 0.51025 | 0.48975
26 | 0 | 1 | 0 | 1 | 1 | 0 | 0 | 0 | 0.51025 | 0.48975
27 | 1 | 1 | 0 | 1 | 1 | 0 | 0 | 0 | 0.51025 | 0.48975
28 | 0 | 0 | 1 | 1 | 1 | 0 | 0 | 0 | 0.51025 | 0.48975
29 | 1 | 0 | 1 | 1 | 1 | 0 | 0 | 0 | 0.51025 | 0.48975
30 | 0 | 1 | 1 | 1 | 1 | 0 | 0 | 0 | 0.51025 | 0.48975
31 | 1 | 1 | 1 | 1 | 1 | 0 | 0 | 0 | 0.51025 | 0.48975
32 | 0 | 0 | 0 | 0 | 0 | 1 | 0 | 0 | 0.51025 | 0.48975
33 | 1 | 0 | 0 | 0 | 0 | 1 | 0 | 0 | 0.51025 | 0.48975
34 | 0 | 1 | 0 | 0 | 0 | 1 | 0 | 0 | 0.51025 | 0.48975
35 | 1 | 1 | 0 | 0 | 0 | 1 | 0 | 0 | 0.51025 | 0.48975
36 | 0 | 0 | 1 | 0 | 0 | 1 | 0 | 0 | 0.51025 | 0.48975
37 | 1 | 0 | 1 | 0 | 0 | 1 | 0 | 0 | 0.51025 | 0.48975
38 | 0 | 1 | 1 | 0 | 0 | 1 | 0 | 0 | 0.51025 | 0.48975
39 | 1 | 1 | 1 | 0 | 0 | 1 | 0 | 0 | 0.51025 | 0.48975
40 | 0 | 0 | 0 | 1 | 0 | 1 | 0 | 0 | 0.51025 | 0.48975
41 | 1 | 0 | 0 | 1 | 0 | 1 | 0 | 0 | 0.51025 | 0.48975
42 | 0 | 1 | 0 | 1 | 0 | 1 | 0 | 0 | 0.51025 | 0.48975
43 | 1 | 1 | 0 | 1 | 0 | 1 | 0 | 0 | 0.51025 | 0.48975
44 | 0 | 0 | 1 | 1 | 0 | 1 | 0 | 0 | 0.51025 | 0.48975
45 | 1 | 0 | 1 | 1 | 0 | 1 | 0 | 0 | 0.51025 | 0.48975
46 | 0 | 1 | 1 | 1 | 0 | 1 | 0 | 0 | 0.51025 | 0.48975
47 | 1 | 1 | 1 | 1 | 0 | 1 | 0 | 0 | 0.51025 | 0.48975
48 | 0 | 0 | 0 | 0 | 1 | 1 | 0 | 0 | 0.51025 | 0.48975
49 | 1 | 0 | 0 | 0 | 1 | 1 | 0 | 0 | 0.51025 | 0.48975
50 | 0 | 1 | 0 | 0 | 1 | 1 | 0 | 0 | 0.51025 | 0.48975
51 | 1 | 1 | 0 | 0 | 1 | 1 | 0 | 0 | 0.51025 | 0.48975
52 | 0 | 0 | 1 | 0 | 1 | 1 | 0 | 0 | 0.51025 | 0.48975
53 | 1 | 0 | 1 | 0 | 1 | 1 | 0 | 0 | 0.51025 | 0.48975
54 | 0 | 1 | 1 | 0 | 1 | 1 | 0 | 0 | 0.51025 | 0.48975
55 | 1 | 1 | 1 | 0 | 1 | 1 | 0 | 0 | 0.51025 | 0.48975
56 | 0 | 0 | 0 | 1 | 1 | 1 | 0 | 0 | 0.51025 | 0.48975
57 | 1 | 0 | 0 | 1 | 1 | 1 | 0 | 0 | 0.51025 | 0.48975
58 | 0 | 1 | 0 | 1 | 1 | 1 | 0 | 0 | 0.51025 | 0.48975
59 | 1 | 1 | 0 | 1 | 1 | 1 | 0 | 0 | 0.51025 | 0.48975
60 | 0 | 0 | 1 | 1 | 1 | 1 | 0 | 0 | 0.51025 | 0.48975
61 | 1 | 0 | 1 | 1 | 1 | 1 | 0 | 0 | 0.51025 | 0.48975
62 | 0 | 1 | 1 | 1 | 1 | 1 | 0 | 0 | 0.51025 | 0.48975
63 | 1 | 1 | 1 | 1 | 1 | 1 | 0 | 0 | 0.51025 | 0.48975
64 | 0 | 0 | 0 | 0 | 0 | 0 | 1 | 0 | 0.51025 | 0.48975
65 | 1 | 0 | 0 | 0 | 0 | 0 | 1 | 0 | 0.51025 | 0.48975
66 | 0 | 1 | 0 | 0 | 0 | 0 | 1 | 0 | 0.51025 | 0.48975
67 | 1 | 1 | 0 | 0 | 0 | 0 | 1 | 0 | 0.51025 | 0.48975
68 | 0 | 0 | 1 | 0 | 0 | 0 | 1 | 0 | 0.51025 | 0.48975
69 | 1 | 0 | 1 | 0 | 0 | 0 | 1 | 0 | 0.51025 | 0.48975
70 | 0 | 1 | 1 | 0 | 0 | 0 | 1 | 0 | 0.51025 | 0.48975
71 | 1 | 1 | 1 | 0 | 0 | 0 | 1 | 0 | 0.51025 | 0.48975
72 | 0 | 0 | 0 | 1 | 0 | 0 | 1 | 0 | 0.51025 | 0.48975
73 | 1 | 0 | 0 | 1 | 0 | 0 | 1 | 0 | 0.51025 | 0.48975
74 | 0 | 1 | 0 | 1 | 0 | 0 | 1 | 0 | 0.51025 | 0.48975
75 | 1 | 1 | 0 | 1 | 0 | 0 | 1 | 0 | 0.51025 | 0.48975
76 | 0 | 0 | 1 | 1 | 0 | 0 | 1 | 0 | 0.51025 | 0.48975
77 | 1 | 0 | 1 | 1 | 0 | 0 | 1 | 0 | 0.51025 | 0.48975
78 | 0 | 1 | 1 | 1 | 0 | 0 | 1 | 0 | 0.51025 | 0.48975
79 | 1 | 1 | 1 | 1 | 0 | 0 | 1 | 0 | 0.51025 | 0.48975
80 | 0 | 0 | 0 | 0 | 1 | 0 | 1 | 0 | 0.51025 | 0.48975
81 | 1 | 0 | 0 | 0 | 1 | 0 | 1 | 0 | 0.51025 | 0.48975
82 | 0 | 1 | 0 | 0 | 1 | 0 | 1 | 0 | 0.51025 | 0.48975
83 | 1 | 1 | 0 | 0 | 1 | 0 | 1 | 0 | 0.51025 | 0.48975
84 | 0 | 0 | 1 | 0 | 1 | 0 | 1 | 0 | 0.51025 | 0.48975
85 | 1 | 0 | 1 | 0 | 1 | 0 | 1 | 0 | 0.51025 | 0.48975
86 | 0 | 1 | 1 | 0 | 1 | 0 | 1 | 0 | 0.51025 | 0.48975
87 | 1 | 1 | 1 | 0 | 1 | 0 | 1 | 0 | 0.51025 | 0.48975
88 | 0 | 0 | 0 | 1 | 1 | 0 | 1 | 0 | 0.51025 | 0.48975
89 | 1 | 0 | 0 | 1 | 1 | 0 | 1 | 0 | 0.51025 | 0.48975
90 | 0 | 1 | 0 | 1 | 1 | 0 | 1 | 0 | 0.51025 | 0.48975
91 | 1 | 1 | 0 | 1 | 1 | 0 | 1 | 0 | 0.51025 | 0.48975
92 | 0 | 0 | 1 | 1 | 1 | 0 | 1 | 0 | 0.51025 | 0.48975
93 | 1 | 0 | 1 | 1 | 1 | 0 | 1 | 0 | 0.51025 | 0.48975
94 | 0 | 1 | 1 | 1 | 1 | 0 | 1 | 0 | 0.51025 | 0.48975
95 | 1 | 1 | 1 | 1 | 1 | 0 | 1 | 0 | 0.51025 | 0.48975
96 | 0 | 0 | 0 | 0 | 0 | 1 | 1 | 0 | 0.51025 | 0.48975
97 | 1 | 0 | 0 | 0 | 0 | 1 | 1 | 0 | 0.51025 | 0.48975
98 | 0 | 1 | 0 | 0 | 0 | 1 | 1 | 0 | 0.51025 | 0.48975
99 | 1 | 1 | 0 | 0 | 0 | 1 | 1 | 0 | 0.51025 | 0.48975
100 | 0 | 0 | 1 | 0 | 0 | 1 | 1 | 0 | 0.51025 | 0.48975
101 | 1 | 0 | 1 | 0 | 0 | 1 | 1 | 0 | 0.51025 | 0.48975
102 | 0 | 1 | 1 | 0 | 0 | 1 | 1 | 0 | 0.51025 | 0.48975
103 | 1 | 1 | 1 | 0 | 0 | 1 | 1 | 0 | 0.51025 | 0.48975
104 | 0 | 0 | 0 | 1 | 0 | 1 | 1 | 0 | 0.51025 | 0.48975
105 | 1 | 0 | 0 | 1 | 0 | 1 | 1 | 0 | 0.51025 | 0.48975
106 | 0 | 1 | 0 | 1 | 0 | 1 | 1 | 0 | 0.51025 | 0.48975
107 | 1 | 1 | 0 | 1 | 0 | 1 | 1 | 0 | 0.51025 | 0.48975
108 | 0 | 0 | 1 | 1 | 0 | 1 | 1 | 0 | 0.51025 | 0.48975
109 | 1 | 0 | 1 | 1 | 0 | 1 | 1 | 0 | 0.51025 | 0.48975
110 | 0 | 1 | 1 | 1 | 0 | 1 | 1 | 0 | 0.51025 | 0.48975
111 | 1 | 1 | 1 | 1 | 0 | 1 | 1 | 0 | 0.51025 | 0.48975
112 | 0 | 0 | 0 | 0 | 1 | 1 | 1 | 0 | 0.51025 | 0.48975
113 | 1 | 0 | 0 | 0 | 1 | 1 | 1 | 0 | 0.51025 | 0.48975
114 | 0 | 1 | 0 | 0 | 1 | 1 | 1 | 0 | 0.51025 | 0.48975
115 | 1 | 1 | 0 | 0 | 1 | 1 | 1 | 0 | 0.51025 | 0.48975
116 | 0 | 0 | 1 | 0 | 1 | 1 | 1 | 0 | 0.51025 | 0.48975
117 | 1 | 0 | 1 | 0 | 1 | 1 | 1 | 0 | 0.51025 | 0.48975
118 | 0 | 1 | 1 | 0 | 1 | 1 | 1 | 0 | 0.51025 | 0.48975
119 | 1 | 1 | 1 | 0 | 1 | 1 | 1 | 0 | 0.51025 | 0.48975
120 | 0 | 0 | 0 | 1 | 1 | 1 | 1 | 0 | 0.51025 | 0.48975
121 | 1 | 0 | 0 | 1 | 1 | 1 | 1 | 0 | 0.51025 | 0.48975
122 | 0 | 1 | 0 | 1 | 1 | 1 | 1 | 0 | 0.51025 | 0.48975
123 | 1 | 1 | 0 | 1 | 1 | 1 | 1 | 0 | 0.51025 | 0.48975
124 | 0 | 0 | 1 | 1 | 1 | 1 | 1 | 0 | 0.51025 | 0.48975
125 | 1 | 0 | 1 | 1 | 1 | 1 | 1 | 0 | 0.51025 | 0.48975
126 | 0 | 1 | 1 | 1 | 1 | 1 | 1 | 0 | 0.51025 | 0.48975
127 | 1 | 1 | 1 | 1 | 1 | 1 | 1 | 0 | 0.51025 | 0.48975
128 | 0 | 0 | 0 | 0 | 0 | 0 | 0 | 1 | 0.51025 | 0.48975
129 | 1 | 0 | 0 | 0 | 0 | 0 | 0 | 1 | 0.51025 | 0.48975
130 | 0 | 1 | 0 | 0 | 0 | 0 | 0 | 1 | 0.51025 | 0.48975
131 | 1 | 1 | 0 | 0 | 0 | 0 | 0 | 1 | 0.51025 | 0.48975
132 | 0 | 0 | 1 | 0 | 0 | 0 | 0 | 1 | 0.51025 | 0.48975
133 | 1 | 0 | 1 | 0 | 0 | 0 | 0 | 1 | 0.51025 | 0.48975
134 | 0 | 1 | 1 | 0 | 0 | 0 | 0 | 1 | 0.51025 | 0.48975
135 | 1 | 1 | 1 | 0 | 0 | 0 | 0 | 1 | 0.51025 | 0.48975
136 | 0 | 0 | 0 | 1 | 0 | 0 | 0 | 1 | 0.51025 | 0.48975
137 | 1 | 0 | 0 | 1 | 0 | 0 | 0 | 1 | 0.51025 | 0.48975
138 | 0 | 1 | 0 | 1 | 0 | 0 | 0 | 1 | 0.51025 | 0.48975
139 | 1 | 1 | 0 | 1 | 0 | 0 | 0 | 1 | 0.51025 | 0.48975
140 | 0 | 0 | 1 | 1 | 0 | 0 | 0 | 1 | 0.51025 | 0.48975
141 | 1 | 0 | 1 | 1 | 0 | 0 | 0 | 1 | 0.51025 | 0.48975
142 | 0 | 1 | 1 | 1 | 0 | 0 | 0 | 1 | 0.51025 | 0.48975
143 | 1 | 1 | 1 | 1 | 0 | 0 | 0 | 1 | 0.51025 | 0.48975
144 | 0 | 0 | 0 | 0 | 1 | 0 | 0 | 1 | 0.51025 | 0.48975
145 | 1 | 0 | 0 | 0 | 1 | 0 | 0 | 1 | 0.51025 | 0.48975
146 | 0 | 1 | 0 | 0 | 1 | 0 | 0 | 1 | 0.51025 | 0.48975
147 | 1 | 1 | 0 | 0 | 1 | 0 | 0 | 1 | 0.51025 | 0.48975
148 | 0 | 0 | 1 | 0 | 1 | 0 | 0 | 1 | 0.51025 | 0.48975
149 | 1 | 0 | 1 | 0 | 1 | 0 | 0 | 1 | 0.51025 | 0.48975
150 | 0 | 1 | 1 | 0 | 1 | 0 | 0 | 1 | 0.51025 | 0.48975
151 | 1 | 1 | 1 | 0 | 1 | 0 | 0 | 1 | 0.51025 | 0.48975
152 | 0 | 0 | 0 | 1 | 1 | 0 | 0 | 1 | 0.51025 | 0.48975
153 | 1 | 0 | 0 | 1 | 1 | 0 | 0 | 1 | 0.51025 | 0.48975
154 | 0 | 1 | 0 | 1 | 1 | 0 | 0 | 1 | 0.51025 | 0.48975
155 | 1 | 1 | 0 | 1 | 1 | 0 | 0 | 1 | 0.51025 | 0.48975
156 | 0 | 0 | 1 | 1 | 1 | 0 | 0 | 1 | 0.51025 | 0.48975
157 | 1 | 0 | 1 | 1 | 1 | 0 | 0 | 1 | 0.51025 | 0.48975
158 | 0 | 1 | 1 | 1 | 1 | 0 | 0 | 1 | 0.51025 | 0.48975
159 | 1 | 1 | 1 | 1 | 1 | 0 | 0 | 1 | 0.51025 | 0.48975
160 | 0 | 0 | 0 | 0 | 0 | 1 | 0 | 1 | 0.51025 | 0.48975
161 | 1 | 0 | 0 | 0 | 0 | 1 | 0 | 1 | 0.51025 | 0.48975
162 | 0 | 1 | 0 | 0 | 0 | 1 | 0 | 1 | 0.51025 | 0.48975
163 | 1 | 1 | 0 | 0 | 0 | 1 | 0 | 1 | 0.51025 | 0.48975
164 | 0 | 0 | 1 | 0 | 0 | 1 | 0 | 1 | 0.51025 | 0.48975
165 | 1 | 0 | 1 | 0 | 0 | 1 | 0 | 1 | 0.51025 | 0.48975
166 | 0 | 1 | 1 | 0 | 0 | 1 | 0 | 1 | 0.51025 | 0.48975
167 | 1 | 1 | 1 | 0 | 0 | 1 | 0 | 1 | 0.51025 | 0.48975
168 | 0 | 0 | 0 | 1 | 0 | 1 | 0 | 1 | 0.51025 | 0.48975
169 | 1 | 0 | 0 | 1 | 0 | 1 | 0 | 1 | 0.51025 | 0.48975
170 | 0 | 1 | 0 | 1 | 0 | 1 | 0 | 1 | 0.51025 | 0.48975
171 | 1 | 1 | 0 | 1 | 0 | 1 | 0 | 1 | 0.51025 | 0.48975
172 | 0 | 0 | 1 | 1 | 0 | 1 | 0 | 1 | 0.51025 | 0.48975
173 | 1 | 0 | 1 | 1 | 0 | 1 | 0 | 1 | 0.51025 | 0.48975
174 | 0 | 1 | 1 | 1 | 0 | 1 | 0 | 1 | 0.51025 | 0.48975
175 | 1 | 1 | 1 | 1 | 0 | 1 | 0 | 1 | 0.51025 | 0.48975
176 | 0 | 0 | 0 | 0 | 1 | 1 | 0 | 1 | 0.51025 | 0.48975
177 | 1 | 0 | 0 | 0 | 1 | 1 | 0 | 1 | 0.51025 | 0.48975
178 | 0 | 1 | 0 | 0 | 1 | 1 | 0 | 1 | 0.51025 | 0.48975
179 | 1 | 1 | 0 | 0 | 1 | 1 | 0 | 1 | 0.51025 | 0.48975
180 | 0 | 0 | 1 | 0 | 1 | 1 | 0 | 1 | 0.51025 | 0.48975
181 | 1 | 0 | 1 | 0 | 1 | 1 | 0 | 1 | 0.51025 | 0.48975
182 | 0 | 1 | 1 | 0 | 1 | 1 | 0 | 1 | 0.51025 | 0.48975
183 | 1 | 1 | 1 | 0 | 1 | 1 | 0 | 1 | 0.51025 | 0.48975
184 | 0 | 0 | 0 | 1 | 1 | 1 | 0 | 1 | 0.51025 | 0.48975
185 | 1 | 0 | 0 | 1 | 1 | 1 | 0 | 1 | 0.51025 | 0.48975
186 | 0 | 1 | 0 | 1 | 1 | 1 | 0 | 1 | 0.51025 | 0.48975
187 | 1 | 1 | 0 | 1 | 1 | 1 | 0 | 1 | 0.51025 | 0.48975
188 | 0 | 0 | 1 | 1 | 1 | 1 | 0 | 1 | 0.51025 | 0.48975
189 | 1 | 0 | 1 | 1 | 1 | 1 | 0 | 1 | 0.51025 | 0.48975
190 | 0 | 1 | 1 | 1 | 1 | 1 | 0 | 1 | 0.51025 | 0.48975
191 | 1 | 1 | 1 | 1 | 1 | 1 | 0 | 1 | 0.51025 | 0.48975
192 | 0 | 0 | 0 | 0 | 0 | 0 | 1 | 1 | 0.51025 | 0.48975
193 | 1 | 0 | 0 | 0 | 0 | 0 | 1 | 1 | 0.51025 | 0.48975
194 | 0 | 1 | 0 | 0 | 0 | 0 | 1 | 1 | 0.51025 | 0.48975
195 | 1 | 1 | 0 | 0 | 0 | 0 | 1 | 1 | 0.51025 | 0.48975
196 | 0 | 0 | 1 | 0 | 0 | 0 | 1 | 1 | 0.51025 | 0.48975
197 | 1 | 0 | 1 | 0 | 0 | 0 | 1 | 1 | 0.51025 | 0.48975
198 | 0 | 1 | 1 | 0 | 0 | 0 | 1 | 1 | 0.51025 | 0.48975
199 | 1 | 1 | 1 | 0 | 0 | 0 | 1 | 1 | 0.51025 | 0.48975
200 | 0 | 0 | 0 | 1 | 0 | 0 | 1 | 1 | 0.51025 | 0.48975
201 | 1 | 0 | 0 | 1 | 0 | 0 | 1 | 1 | 0.51025 | 0.48975
202 | 0 | 1 | 0 | 1 | 0 | 0 | 1 | 1 | 0.51025 | 0.48975
203 | 1 | 1 | 0 | 1 | 0 | 0 | 1 | 1 | 0.51025 | 0.48975
204 | 0 | 0 | 1 | 1 | 0 | 0 | 1 | 1 | 0.51025 | 0.48975
205 | 1 | 0 | 1 | 1 | 0 | 0 | 1 | 1 | 0.51025 | 0.48975
206 | 0 | 1 | 1 | 1 | 0 | 0 | 1 | 1 | 0.51025 | 0.48975
207 | 1 | 1 | 1 | 1 | 0 | 0 | 1 | 1 | 0.51025 | 0.48975
208 | 0 | 0 | 0 | 0 | 1 | 0 | 1 | 1 | 0.51025 | 0.48975
209 | 1 | 0 | 0 | 0 | 1 | 0 | 1 | 1 | 0.51025 | 0.48975
210 | 0 | 1 | 0 | 0 | 1 | 0 | 1 | 1 | 0.51025 | 0.48975
211 | 1 | 1 | 0 | 0 | 1 | 0 | 1 | 1 | 0.51025 | 0.48975
212 | 0 | 0 | 1 | 0 | 1 | 0 | 1 | 1 | 0.51025 | 0.48975
213 | 1 | 0 | 1 | 0 | 1 | 0 | 1 | 1 | 0.51025 | 0.48975
214 | 0 | 1 | 1 | 0 | 1 | 0 | 1 | 1 | 0.51025 | 0.48975
215 | 1 | 1 | 1 | 0 | 1 | 0 | 1 | 1 | 0.5075 | 0.4925
216 | 0 | 0 | 0 | 1 | 1 | 0 | 1 | 1 | 0.51025 | 0.48975
217 | 1 | 0 | 0 | 1 | 1 | 0 | 1 | 1 | 0.51025 | 0.48975
218 | 0 | 1 | 0 | 1 | 1 | 0 | 1 | 1 | 0.51025 | 0.48975
219 | 1 | 1 | 0 | 1 | 1 | 0 | 1 | 1 | 0.51025 | 0.48975
220 | 0 | 0 | 1 | 1 | 1 | 0 | 1 | 1 | 0.51025 | 0.48975
221 | 1 | 0 | 1 | 1 | 1 | 0 | 1 | 1 | 0.51025 | 0.48975
222 | 0 | 1 | 1 | 1 | 1 | 0 | 1 | 1 | 0.18769 | 0.81231
223 | 1 | 1 | 1 | 1 | 1 | 0 | 1 | 1 | 0.044374 | 0.95563
224 | 0 | 0 | 0 | 0 | 0 | 1 | 1 | 1 | 0.51025 | 0.48975
225 | 1 | 0 | 0 | 0 | 0 | 1 | 1 | 1 | 0.51025 | 0.48975
226 | 0 | 1 | 0 | 0 | 0 | 1 | 1 | 1 | 0.51025 | 0.48975
227 | 1 | 1 | 0 | 0 | 0 | 1 | 1 | 1 | 0.51025 | 0.48975
228 | 0 | 0 | 1 | 0 | 0 | 1 | 1 | 1 | 0.51025 | 0.48975
229 | 1 | 0 | 1 | 0 | 0 | 1 | 1 | 1 | 0.51025 | 0.48975
230 | 0 | 1 | 1 | 0 | 0 | 1 | 1 | 1 | 0.51025 | 0.48975
231 | 1 | 1 | 1 | 0 | 0 | 1 | 1 | 1 | 0.51025 | 0.48975
232 | 0 | 0 | 0 | 1 | 0 | 1 | 1 | 1 | 0.51025 | 0.48975
233 | 1 | 0 | 0 | 1 | 0 | 1 | 1 | 1 | 0.51025 | 0.48975
234 | 0 | 1 | 0 | 1 | 0 | 1 | 1 | 1 | 0.51025 | 0.48975
235 | 1 | 1 | 0 | 1 | 0 | 1 | 1 | 1 | 0.51025 | 0.48975
236 | 0 | 0 | 1 | 1 | 0 | 1 | 1 | 1 | 0.51025 | 0.48975
237 | 1 | 0 | 1 | 1 | 0 | 1 | 1 | 1 | 0.51025 | 0.48975
238 | 0 | 1 | 1 | 1 | 0 | 1 | 1 | 1 | 0.51025 | 0.48975
239 | 1 | 1 | 1 | 1 | 0 | 1 | 1 | 1 | 0.51025 | 0.48975
240 | 0 | 0 | 0 | 0 | 1 | 1 | 1 | 1 | 0.51025 | 0.48975
241 | 1 | 0 | 0 | 0 | 1 | 1 | 1 | 1 | 0.51025 | 0.48975
242 | 0 | 1 | 0 | 0 | 1 | 1 | 1 | 1 | 0.51025 | 0.48975
243 | 1 | 1 | 0 | 0 | 1 | 1 | 1 | 1 | 0.51025 | 0.48975
244 | 0 | 0 | 1 | 0 | 1 | 1 | 1 | 1 | 0.51025 | 0.48975
245 | 1 | 0 | 1 | 0 | 1 | 1 | 1 | 1 | 0.51025 | 0.48975
246 | 0 | 1 | 1 | 0 | 1 | 1 | 1 | 1 | 0.51025 | 0.48975
247 | 1 | 1 | 1 | 0 | 1 | 1 | 1 | 1 | 0.40627 | 0.59373
248 | 0 | 0 | 0 | 1 | 1 | 1 | 1 | 1 | 0.51025 | 0.48975
249 | 1 | 0 | 0 | 1 | 1 | 1 | 1 | 1 | 0.51025 | 0.48975
250 | 0 | 1 | 0 | 1 | 1 | 1 | 1 | 1 | 0.51025 | 0.48975
251 | 1 | 1 | 0 | 1 | 1 | 1 | 1 | 1 | 0.40985 | 0.59015
252 | 0 | 0 | 1 | 1 | 1 | 1 | 1 | 1 | 0.51025 | 0.48975
253 | 1 | 0 | 1 | 1 | 1 | 1 | 1 | 1 | 0.51025 | 0.48975
254 | 0 | 1 | 1 | 1 | 1 | 1 | 1 | 1 | 0.15156 | 0.84844
255 | 1 | 1 | 1 | 1 | 1 | 1 | 1 | 1 | 0.027057 | 0.97294

## 4 Falling topside components
| 4: RNA structural | 4: tower structural | P(4: Falling topside components = True) | P(4: Falling topside components = False)
0 | 0 | 0 | 0.037463 | 0.96254
1 | 1 | 0 | 0.026973 | 0.97303
2 | 0 | 1 | 0.015363 | 0.98464
3 | 1 | 1 | 0.0065816 | 0.99342

## 4 Large hydrostatic offset
| 4: ballast system failure | P(4: Large hydrostatic offset = True) | P(4: Large hydrostatic offset = False)
0 | 0 | 0.000505 | 0.9995
1 | 1 | 0.000995 | 0.99901

## 5 Excess mooring loads
| 5: Capsize | 5: Mooring -mooring clashing | 5: Change in mooring profile | 6: Shared line nonfunctional | 5: clump weights or floats | P(5: Excess mooring loads = True) | P(5: Excess mooring loads = False)
0 | 0 | 0 | 0 | 0 | 0 | 0.50687 | 0.49312
1 | 1 | 0 | 0 | 0 | 0 | 0.50687 | 0.49312
2 | 0 | 1 | 0 | 0 | 0 | 0.50688 | 0.49312
3 | 1 | 1 | 0 | 0 | 0 | 0.50687 | 0.49312
4 | 0 | 0 | 1 | 0 | 0 | 0.50687 | 0.49312
5 | 1 | 0 | 1 | 0 | 0 | 0.50687 | 0.49312
6 | 0 | 1 | 1 | 0 | 0 | 0.50687 | 0.49312
7 | 1 | 1 | 1 | 0 | 0 | 0.50688 | 0.49312
8 | 0 | 0 | 0 | 1 | 0 | 0.50687 | 0.49312
9 | 1 | 0 | 0 | 1 | 0 | 0.50687 | 0.49312
10 | 0 | 1 | 0 | 1 | 0 | 0.50687 | 0.49312
11 | 1 | 1 | 0 | 1 | 0 | 0.50688 | 0.49312
12 | 0 | 0 | 1 | 1 | 0 | 0.50687 | 0.49312
13 | 1 | 0 | 1 | 1 | 0 | 0.50687 | 0.49312
14 | 0 | 1 | 1 | 1 | 0 | 0.50688 | 0.49312
15 | 1 | 1 | 1 | 1 | 0 | 0.47483 | 0.52517
16 | 0 | 0 | 0 | 0 | 1 | 0.50687 | 0.49312
17 | 1 | 0 | 0 | 0 | 1 | 0.50687 | 0.49312
18 | 0 | 1 | 0 | 0 | 1 | 0.50687 | 0.49312
19 | 1 | 1 | 0 | 0 | 1 | 0.50687 | 0.49312
20 | 0 | 0 | 1 | 0 | 1 | 0.50687 | 0.49312
21 | 1 | 0 | 1 | 0 | 1 | 0.50687 | 0.49312
22 | 0 | 1 | 1 | 0 | 1 | 0.50687 | 0.49312
23 | 1 | 1 | 1 | 0 | 1 | 0.50688 | 0.49312
24 | 0 | 0 | 0 | 1 | 1 | 0.50687 | 0.49312
25 | 1 | 0 | 0 | 1 | 1 | 0.50687 | 0.49312
26 | 0 | 1 | 0 | 1 | 1 | 0.50687 | 0.49312
27 | 1 | 1 | 0 | 1 | 1 | 0.50687 | 0.49312
28 | 0 | 0 | 1 | 1 | 1 | 0.50688 | 0.49312
29 | 1 | 0 | 1 | 1 | 1 | 0.26416 | 0.73584
30 | 0 | 1 | 1 | 1 | 1 | 0.50688 | 0.49312
31 | 1 | 1 | 1 | 1 | 1 | 0.014099 | 0.9859

## 5 Anchor dragging
| 5: Excess anchor load | P(5: Anchor dragging = True) | P(5: Anchor dragging = False)
0 | 0 | 0.0069695 | 0.99303
1 | 1 | 0.013655 | 0.98634

## 4 Turbine parked
| 4: Incorrect turbine operation | 4: Array cable disconnect | 4: Substation /grid interruption | 4: generator & gearbox | 4: turbine controls | P(4: Turbine parked = True) | P(4: Turbine parked = False)
0 | 0 | 0 | 0 | 0 | 0 | 0.50875 | 0.49125
1 | 1 | 0 | 0 | 0 | 0 | 0.50875 | 0.49125
2 | 0 | 1 | 0 | 0 | 0 | 0.50875 | 0.49125
3 | 1 | 1 | 0 | 0 | 0 | 0.50875 | 0.49125
4 | 0 | 0 | 1 | 0 | 0 | 0.50875 | 0.49125
5 | 1 | 0 | 1 | 0 | 0 | 0.50875 | 0.49125
6 | 0 | 1 | 1 | 0 | 0 | 0.50875 | 0.49125
7 | 1 | 1 | 1 | 0 | 0 | 0.04881 | 0.95119
8 | 0 | 0 | 0 | 1 | 0 | 0.50875 | 0.49125
9 | 1 | 0 | 0 | 1 | 0 | 0.50875 | 0.49125
10 | 0 | 1 | 0 | 1 | 0 | 0.50875 | 0.49125
11 | 1 | 1 | 0 | 1 | 0 | 0.50875 | 0.49125
12 | 0 | 0 | 1 | 1 | 0 | 0.50875 | 0.49125
13 | 1 | 0 | 1 | 1 | 0 | 0.50875 | 0.49125
14 | 0 | 1 | 1 | 1 | 0 | 0.50875 | 0.49125
15 | 1 | 1 | 1 | 1 | 0 | 0.027698 | 0.9723
16 | 0 | 0 | 0 | 0 | 1 | 0.50875 | 0.49125
17 | 1 | 0 | 0 | 0 | 1 | 0.50875 | 0.49125
18 | 0 | 1 | 0 | 0 | 1 | 0.50875 | 0.49125
19 | 1 | 1 | 0 | 0 | 1 | 0.50875 | 0.49125
20 | 0 | 0 | 1 | 0 | 1 | 0.50875 | 0.49125
21 | 1 | 0 | 1 | 0 | 1 | 0.50875 | 0.49125
22 | 0 | 1 | 1 | 0 | 1 | 0.50875 | 0.49125
23 | 1 | 1 | 1 | 0 | 1 | 0.051196 | 0.9488
24 | 0 | 0 | 0 | 1 | 1 | 0.50875 | 0.49125
25 | 1 | 0 | 0 | 1 | 1 | 0.50875 | 0.49125
26 | 0 | 1 | 0 | 1 | 1 | 0.50875 | 0.49125
27 | 1 | 1 | 0 | 1 | 1 | 0.50875 | 0.49125
28 | 0 | 0 | 1 | 1 | 1 | 0.50875 | 0.49125
29 | 1 | 0 | 1 | 1 | 1 | 0.50875 | 0.49125
30 | 0 | 1 | 1 | 1 | 1 | 0.50875 | 0.49125
31 | 1 | 1 | 1 | 1 | 1 | 0.031297 | 0.9687

## 4 Compromised stability
| P(4: Compromised stability = True) | P(4: Compromised stability = False)
0 | 0.001 | 0.999

## 4 platform (structural)
| 4: Increased turbine loads | P(4: platform (structural) = True) | P(4: platform (structural) = False)
0 | 0 | 0.0050975 | 0.9949
1 | 1 | 0.0099025 | 0.9901

## 4 platform (watertight)
| P(4: platform (watertight) = True) | P(4: platform (watertight) = False)
0 | 0.01 | 0.99

## 4 dynamic cable
| P(4: dynamic cable = True) | P(4: dynamic cable = False)
0 | 0.025 | 0.975

## 4 static cable
| P(4: static cable = True) | P(4: static cable = False)
0 | 0.025 | 0.975

## 4 terminations
| P(4: terminations = True) | P(4: terminations = False)
0 | 0.025 | 0.975

## 4 offshore joints
| P(4: offshore joints = True) | P(4: offshore joints = False)
0 | 0.105 | 0.895

## 5 Drift off station
| 6: Vessel or Aircraft Collision | 5: Mooring line nonfunctional | 6: Excessive load on cable | P(5: Drift off station = True) | P(5: Drift off station = False)
0 | 0 | 0 | 0 | 0.14239 | 0.85761
1 | 1 | 0 | 0 | 0.072255 | 0.92774
2 | 0 | 1 | 0 | 0.072918 | 0.92708
3 | 1 | 1 | 0 | 0.025142 | 0.97486
4 | 0 | 0 | 1 | 0.073649 | 0.92635
5 | 1 | 0 | 1 | 0.037492 | 0.96251
6 | 0 | 1 | 1 | 0.037834 | 0.96217
7 | 1 | 1 | 1 | 0.0010157 | 0.99898

## 5 chain
| 5: Falling topside components | 5: Large hydrostatic offset | P(5: chain = True) | P(5: chain = False)
0 | 0 | 0 | 0.5075 | 0.4925
1 | 1 | 0 | 0.5075 | 0.4925
2 | 0 | 1 | 0.5075 | 0.4925
3 | 1 | 1 | 0.015045 | 0.98495

## 5 synthetic rope
| P(5: synthetic rope = True) | P(5: synthetic rope = False)
0 | 0.0155 | 0.9845

## 5 wire rope
| P(5: wire rope = True) | P(5: wire rope = False)
0 | 0.015 | 0.985

## 5 connectors
| P(5: connectors = True) | P(5: connectors = False)
0 | 0.0155 | 0.9845

## 5 single anchor
| P(5: single anchor = True) | P(5: single anchor = False)
0 | 0.0155 | 0.9845

## 6 shared anchor
| 6: Excess mooring loads | 6: Anchor dragging | P(6: shared anchor = True) | P(6: shared anchor = False)
0 | 0 | 0 | 0.5075 | 0.4925
1 | 1 | 0 | 0.5075 | 0.4925
2 | 0 | 1 | 0.5075 | 0.4925
3 | 1 | 1 | 0.015157 | 0.98484

## 5 Excess dynamics
| 5: Turbine parked | 5: Compromised stability | P(5: Excess dynamics = True) | P(5: Excess dynamics = False)
0 | 0 | 0 | 0.54659 | 0.45341
1 | 1 | 0 | 0.54659 | 0.45341
2 | 0 | 1 | 0.54659 | 0.45341
3 | 1 | 1 | 0.094039 | 0.90596

## 5 Sink
| 5: platform (structural) | 5: platform (watertight) | P(5: Sink = True) | P(5: Sink = False)
0 | 0 | 0 | 0.09951 | 0.90049
1 | 1 | 0 | 0.050751 | 0.94925
2 | 0 | 1 | 0.050751 | 0.94925
3 | 1 | 1 | 0.0010076 | 0.99899

## 5 Mooring -cable clashing
| P(5: Mooring -cable clashing = True) | P(5: Mooring -cable clashing = False)
0 | 0.033968 | 0.96603

## 5 Anchor -cable clashing
| P(5: Anchor -cable clashing = True) | P(5: Anchor -cable clashing = False)
0 | 0.033968 | 0.96603

## 5 Change in cable profile
| 5: dynamic cable | 5: static cable | 5: terminations | 5: offshore joints | P(5: Change in cable profile = True) | P(5: Change in cable profile = False)
0 | 0 | 0 | 0 | 0 | 0.51025 | 0.48975
1 | 1 | 0 | 0 | 0 | 0.51025 | 0.48975
2 | 0 | 1 | 0 | 0 | 0.51025 | 0.48975
3 | 1 | 1 | 0 | 0 | 0.51025 | 0.48975
4 | 0 | 0 | 1 | 0 | 0.51025 | 0.48975
5 | 1 | 0 | 1 | 0 | 0.51025 | 0.48975
6 | 0 | 1 | 1 | 0 | 0.51025 | 0.48975
7 | 1 | 1 | 1 | 0 | 0.11033 | 0.88967
8 | 0 | 0 | 0 | 1 | 0.51025 | 0.48975
9 | 1 | 0 | 0 | 1 | 0.51025 | 0.48975
10 | 0 | 1 | 0 | 1 | 0.51025 | 0.48975
11 | 1 | 1 | 0 | 1 | 0.45117 | 0.54883
12 | 0 | 0 | 1 | 1 | 0.51025 | 0.48975
13 | 1 | 0 | 1 | 1 | 0.45399 | 0.54601
14 | 0 | 1 | 1 | 1 | 0.45399 | 0.54601
15 | 1 | 1 | 1 | 1 | 0.021991 | 0.97801

## 5 buoyancy modules
| P(5: buoyancy modules = True) | P(5: buoyancy modules = False)
0 | 0.33 | 0.67

## 5 tether & anchor systems
| P(5: tether & anchor systems = True) | P(5: tether & anchor systems = False)
0 | 0.025 | 0.975

## 5 cable protection system
| P(5: cable protection system = True) | P(5: cable protection system = False)
0 | 0.025 | 0.975

## 4 RNA structural
| P(4: RNA structural = True) | P(4: RNA structural = False)
0 | 0.233 | 0.767

## 4 tower structural
| P(4: tower structural = True) | P(4: tower structural = False)
0 | 0.1285 | 0.8715

## 4 ballast system failure
| P(4: ballast system failure = True) | P(4: ballast system failure = False)
0 | 0.01 | 0.99

## 5 Capsize
| P(5: Capsize = True) | P(5: Capsize = False)
0 | 0.001 | 0.999

## 5 Mooring -mooring clashing
| 6: Drift off station | P(5: Mooring -mooring clashing = True) | P(5: Mooring -mooring clashing = False)
0 | 0 | 0.00051366 | 0.99949
1 | 1 | 0.027297 | 0.9727

## 5 Change in mooring profile
| P(5: Change in mooring profile = True) | P(5: Change in mooring profile = False)
0 | 0.01375 | 0.98625

## 6 Shared line nonfunctional
| 6: chain | 6: synthetic rope | 6: wire rope | 6: connectors | 6: single anchor | 7: shared anchor | P(6: Shared line nonfunctional = True) | P(6: Shared line nonfunctional = False)
0 | 0 | 0 | 0 | 0 | 0 | 0 | 0.50687 | 0.49312
1 | 1 | 0 | 0 | 0 | 0 | 0 | 0.50687 | 0.49312
2 | 0 | 1 | 0 | 0 | 0 | 0 | 0.50687 | 0.49312
3 | 1 | 1 | 0 | 0 | 0 | 0 | 0.50688 | 0.49312
4 | 0 | 0 | 1 | 0 | 0 | 0 | 0.50688 | 0.49312
5 | 1 | 0 | 1 | 0 | 0 | 0 | 0.50687 | 0.49312
6 | 0 | 1 | 1 | 0 | 0 | 0 | 0.50688 | 0.49312
7 | 1 | 1 | 1 | 0 | 0 | 0 | 0.50687 | 0.49312
8 | 0 | 0 | 0 | 1 | 0 | 0 | 0.50687 | 0.49312
9 | 1 | 0 | 0 | 1 | 0 | 0 | 0.50687 | 0.49312
10 | 0 | 1 | 0 | 1 | 0 | 0 | 0.50687 | 0.49312
11 | 1 | 1 | 0 | 1 | 0 | 0 | 0.50687 | 0.49312
12 | 0 | 0 | 1 | 1 | 0 | 0 | 0.50688 | 0.49312
13 | 1 | 0 | 1 | 1 | 0 | 0 | 0.50687 | 0.49312
14 | 0 | 1 | 1 | 1 | 0 | 0 | 0.50687 | 0.49312
15 | 1 | 1 | 1 | 1 | 0 | 0 | 0.50687 | 0.49312
16 | 0 | 0 | 0 | 0 | 1 | 0 | 0.50687 | 0.49312
17 | 1 | 0 | 0 | 0 | 1 | 0 | 0.50687 | 0.49312
18 | 0 | 1 | 0 | 0 | 1 | 0 | 0.50687 | 0.49312
19 | 1 | 1 | 0 | 0 | 1 | 0 | 0.50687 | 0.49312
20 | 0 | 0 | 1 | 0 | 1 | 0 | 0.50688 | 0.49312
21 | 1 | 0 | 1 | 0 | 1 | 0 | 0.50687 | 0.49312
22 | 0 | 1 | 1 | 0 | 1 | 0 | 0.50687 | 0.49312
23 | 1 | 1 | 1 | 0 | 1 | 0 | 0.50687 | 0.49312
24 | 0 | 0 | 0 | 1 | 1 | 0 | 0.50687 | 0.49312
25 | 1 | 0 | 0 | 1 | 1 | 0 | 0.50688 | 0.49312
26 | 0 | 1 | 0 | 1 | 1 | 0 | 0.50687 | 0.49312
27 | 1 | 1 | 0 | 1 | 1 | 0 | 0.50687 | 0.49312
28 | 0 | 0 | 1 | 1 | 1 | 0 | 0.50687 | 0.49312
29 | 1 | 0 | 1 | 1 | 1 | 0 | 0.50687 | 0.49312
30 | 0 | 1 | 1 | 1 | 1 | 0 | 0.50687 | 0.49312
31 | 1 | 1 | 1 | 1 | 1 | 0 | 0.4758 | 0.5242
32 | 0 | 0 | 0 | 0 | 0 | 1 | 0.50688 | 0.49312
33 | 1 | 0 | 0 | 0 | 0 | 1 | 0.50688 | 0.49312
34 | 0 | 1 | 0 | 0 | 0 | 1 | 0.50687 | 0.49312
35 | 1 | 1 | 0 | 0 | 0 | 1 | 0.50687 | 0.49312
36 | 0 | 0 | 1 | 0 | 0 | 1 | 0.50688 | 0.49312
37 | 1 | 0 | 1 | 0 | 0 | 1 | 0.50687 | 0.49312
38 | 0 | 1 | 1 | 0 | 0 | 1 | 0.50688 | 0.49312
39 | 1 | 1 | 1 | 0 | 0 | 1 | 0.50687 | 0.49312
40 | 0 | 0 | 0 | 1 | 0 | 1 | 0.50687 | 0.49312
41 | 1 | 0 | 0 | 1 | 0 | 1 | 0.50688 | 0.49312
42 | 0 | 1 | 0 | 1 | 0 | 1 | 0.50687 | 0.49312
43 | 1 | 1 | 0 | 1 | 0 | 1 | 0.50687 | 0.49312
44 | 0 | 0 | 1 | 1 | 0 | 1 | 0.50688 | 0.49312
45 | 1 | 0 | 1 | 1 | 0 | 1 | 0.50687 | 0.49312
46 | 0 | 1 | 1 | 1 | 0 | 1 | 0.50688 | 0.49312
47 | 1 | 1 | 1 | 1 | 0 | 1 | 0.46237 | 0.53763
48 | 0 | 0 | 0 | 0 | 1 | 1 | 0.50687 | 0.49312
49 | 1 | 0 | 0 | 0 | 1 | 1 | 0.50688 | 0.49312
50 | 0 | 1 | 0 | 0 | 1 | 1 | 0.50687 | 0.49312
51 | 1 | 1 | 0 | 0 | 1 | 1 | 0.50687 | 0.49312
52 | 0 | 0 | 1 | 0 | 1 | 1 | 0.50688 | 0.49312
53 | 1 | 0 | 1 | 0 | 1 | 1 | 0.50687 | 0.49312
54 | 0 | 1 | 1 | 0 | 1 | 1 | 0.50688 | 0.49312
55 | 1 | 1 | 1 | 0 | 1 | 1 | 0.46417 | 0.53583
56 | 0 | 0 | 0 | 1 | 1 | 1 | 0.50687 | 0.49312
57 | 1 | 0 | 0 | 1 | 1 | 1 | 0.50687 | 0.49312
58 | 0 | 1 | 0 | 1 | 1 | 1 | 0.50687 | 0.49312
59 | 1 | 1 | 0 | 1 | 1 | 1 | 0.48134 | 0.51866
60 | 0 | 0 | 1 | 1 | 1 | 1 | 0.50688 | 0.49312
61 | 1 | 0 | 1 | 1 | 1 | 1 | 0.46767 | 0.53233
62 | 0 | 1 | 1 | 1 | 1 | 1 | 0.48315 | 0.51685
63 | 1 | 1 | 1 | 1 | 1 | 1 | 0.01413 | 0.98587

## 5 clump weights or floats
| P(5: clump weights or floats = True) | P(5: clump weights or floats = False)
0 | 0.015 | 0.985

## 5 Excess anchor load
| P(5: Excess anchor load = True) | P(5: Excess anchor load = False)
0 | 0.01375 | 0.98625

## 4 Incorrect turbine operation
| P(4: Incorrect turbine operation = True) | P(4: Incorrect turbine operation = False)
0 | 0.0195 | 0.9805

## 4 Array cable disconnect
| P(4: Array cable disconnect = True) | P(4: Array cable disconnect = False)
0 | 0.02 | 0.98

## 4 Substation or grid interrupt
| P(4: Substation /grid interruption = True) | P(4: Substation /grid interruption = False)
0 | 0.01 | 0.99

## 4 generator & gearbox
| P(4: generator & gearbox = True) | P(4: generator & gearbox = False)
0 | 0.288 | 0.712

## 4 turbine controls
| P(4: turbine controls = True) | P(4: turbine controls = False)
0 | 0.54337 | 0.45663

## 4 Increased turbine loads
| P(4: Increased turbine loads = True) | P(4: Increased turbine loads = False)
0 | 0.0195 | 0.9805

## 6 Vessel or Aircraft Collision
| P(6: Vessel or Aircraft Collision = True) | P(6: Vessel or Aircraft Collision = False)
0 | 0.013625 | 0.98638

## 5 Mooring line nonfunctional
| P(5: Mooring line nonfunctional = True) | P(5: Mooring line nonfunctional = False)
0 | 0.01375 | 0.98625

## 6 Excessive load on cable
| 6: Excess dynamics | 6: Sink | 6: Mooring -cable clashing | 6: Anchor -cable clashing | 6: Change in cable profile | 6: buoyancy modules | 6: tether & anchor systems | 6: cable protection system | P(6: Excessive load on cable = True) | P(6: Excessive load on cable = False)
0 | 0 | 0 | 0 | 0 | 0 | 0 | 0 | 0 | 0.51025 | 0.48975
1 | 1 | 0 | 0 | 0 | 0 | 0 | 0 | 0 | 0.51025 | 0.48975
2 | 0 | 1 | 0 | 0 | 0 | 0 | 0 | 0 | 0.51025 | 0.48975
3 | 1 | 1 | 0 | 0 | 0 | 0 | 0 | 0 | 0.51025 | 0.48975
4 | 0 | 0 | 1 | 0 | 0 | 0 | 0 | 0 | 0.51025 | 0.48975
5 | 1 | 0 | 1 | 0 | 0 | 0 | 0 | 0 | 0.51025 | 0.48975
6 | 0 | 1 | 1 | 0 | 0 | 0 | 0 | 0 | 0.51025 | 0.48975
7 | 1 | 1 | 1 | 0 | 0 | 0 | 0 | 0 | 0.51025 | 0.48975
8 | 0 | 0 | 0 | 1 | 0 | 0 | 0 | 0 | 0.51025 | 0.48975
9 | 1 | 0 | 0 | 1 | 0 | 0 | 0 | 0 | 0.51025 | 0.48975
10 | 0 | 1 | 0 | 1 | 0 | 0 | 0 | 0 | 0.51025 | 0.48975
11 | 1 | 1 | 0 | 1 | 0 | 0 | 0 | 0 | 0.51025 | 0.48975
12 | 0 | 0 | 1 | 1 | 0 | 0 | 0 | 0 | 0.51025 | 0.48975
13 | 1 | 0 | 1 | 1 | 0 | 0 | 0 | 0 | 0.51025 | 0.48975
14 | 0 | 1 | 1 | 1 | 0 | 0 | 0 | 0 | 0.51025 | 0.48975
15 | 1 | 1 | 1 | 1 | 0 | 0 | 0 | 0 | 0.51025 | 0.48975
16 | 0 | 0 | 0 | 0 | 1 | 0 | 0 | 0 | 0.51025 | 0.48975
17 | 1 | 0 | 0 | 0 | 1 | 0 | 0 | 0 | 0.51025 | 0.48975
18 | 0 | 1 | 0 | 0 | 1 | 0 | 0 | 0 | 0.51025 | 0.48975
19 | 1 | 1 | 0 | 0 | 1 | 0 | 0 | 0 | 0.51025 | 0.48975
20 | 0 | 0 | 1 | 0 | 1 | 0 | 0 | 0 | 0.51025 | 0.48975
21 | 1 | 0 | 1 | 0 | 1 | 0 | 0 | 0 | 0.51025 | 0.48975
22 | 0 | 1 | 1 | 0 | 1 | 0 | 0 | 0 | 0.51025 | 0.48975
23 | 1 | 1 | 1 | 0 | 1 | 0 | 0 | 0 | 0.51025 | 0.48975
24 | 0 | 0 | 0 | 1 | 1 | 0 | 0 | 0 | 0.51025 | 0.48975
25 | 1 | 0 | 0 | 1 | 1 | 0 | 0 | 0 | 0.51025 | 0.48975
26 | 0 | 1 | 0 | 1 | 1 | 0 | 0 | 0 | 0.51025 | 0.48975
27 | 1 | 1 | 0 | 1 | 1 | 0 | 0 | 0 | 0.51025 | 0.48975
28 | 0 | 0 | 1 | 1 | 1 | 0 | 0 | 0 | 0.51025 | 0.48975
29 | 1 | 0 | 1 | 1 | 1 | 0 | 0 | 0 | 0.51025 | 0.48975
30 | 0 | 1 | 1 | 1 | 1 | 0 | 0 | 0 | 0.51025 | 0.48975
31 | 1 | 1 | 1 | 1 | 1 | 0 | 0 | 0 | 0.51025 | 0.48975
32 | 0 | 0 | 0 | 0 | 0 | 1 | 0 | 0 | 0.51025 | 0.48975
33 | 1 | 0 | 0 | 0 | 0 | 1 | 0 | 0 | 0.51025 | 0.48975
34 | 0 | 1 | 0 | 0 | 0 | 1 | 0 | 0 | 0.51025 | 0.48975
35 | 1 | 1 | 0 | 0 | 0 | 1 | 0 | 0 | 0.51025 | 0.48975
36 | 0 | 0 | 1 | 0 | 0 | 1 | 0 | 0 | 0.51025 | 0.48975
37 | 1 | 0 | 1 | 0 | 0 | 1 | 0 | 0 | 0.51025 | 0.48975
38 | 0 | 1 | 1 | 0 | 0 | 1 | 0 | 0 | 0.51025 | 0.48975
39 | 1 | 1 | 1 | 0 | 0 | 1 | 0 | 0 | 0.51025 | 0.48975
40 | 0 | 0 | 0 | 1 | 0 | 1 | 0 | 0 | 0.51025 | 0.48975
41 | 1 | 0 | 0 | 1 | 0 | 1 | 0 | 0 | 0.51025 | 0.48975
42 | 0 | 1 | 0 | 1 | 0 | 1 | 0 | 0 | 0.51025 | 0.48975
43 | 1 | 1 | 0 | 1 | 0 | 1 | 0 | 0 | 0.51025 | 0.48975
44 | 0 | 0 | 1 | 1 | 0 | 1 | 0 | 0 | 0.51025 | 0.48975
45 | 1 | 0 | 1 | 1 | 0 | 1 | 0 | 0 | 0.51025 | 0.48975
46 | 0 | 1 | 1 | 1 | 0 | 1 | 0 | 0 | 0.51025 | 0.48975
47 | 1 | 1 | 1 | 1 | 0 | 1 | 0 | 0 | 0.51025 | 0.48975
48 | 0 | 0 | 0 | 0 | 1 | 1 | 0 | 0 | 0.51025 | 0.48975
49 | 1 | 0 | 0 | 0 | 1 | 1 | 0 | 0 | 0.51025 | 0.48975
50 | 0 | 1 | 0 | 0 | 1 | 1 | 0 | 0 | 0.51025 | 0.48975
51 | 1 | 1 | 0 | 0 | 1 | 1 | 0 | 0 | 0.51025 | 0.48975
52 | 0 | 0 | 1 | 0 | 1 | 1 | 0 | 0 | 0.51025 | 0.48975
53 | 1 | 0 | 1 | 0 | 1 | 1 | 0 | 0 | 0.51025 | 0.48975
54 | 0 | 1 | 1 | 0 | 1 | 1 | 0 | 0 | 0.51025 | 0.48975
55 | 1 | 1 | 1 | 0 | 1 | 1 | 0 | 0 | 0.51025 | 0.48975
56 | 0 | 0 | 0 | 1 | 1 | 1 | 0 | 0 | 0.51025 | 0.48975
57 | 1 | 0 | 0 | 1 | 1 | 1 | 0 | 0 | 0.51025 | 0.48975
58 | 0 | 1 | 0 | 1 | 1 | 1 | 0 | 0 | 0.51025 | 0.48975
59 | 1 | 1 | 0 | 1 | 1 | 1 | 0 | 0 | 0.51025 | 0.48975
60 | 0 | 0 | 1 | 1 | 1 | 1 | 0 | 0 | 0.51025 | 0.48975
61 | 1 | 0 | 1 | 1 | 1 | 1 | 0 | 0 | 0.51025 | 0.48975
62 | 0 | 1 | 1 | 1 | 1 | 1 | 0 | 0 | 0.51025 | 0.48975
63 | 1 | 1 | 1 | 1 | 1 | 1 | 0 | 0 | 0.51025 | 0.48975
64 | 0 | 0 | 0 | 0 | 0 | 0 | 1 | 0 | 0.51025 | 0.48975
65 | 1 | 0 | 0 | 0 | 0 | 0 | 1 | 0 | 0.51025 | 0.48975
66 | 0 | 1 | 0 | 0 | 0 | 0 | 1 | 0 | 0.51025 | 0.48975
67 | 1 | 1 | 0 | 0 | 0 | 0 | 1 | 0 | 0.51025 | 0.48975
68 | 0 | 0 | 1 | 0 | 0 | 0 | 1 | 0 | 0.51025 | 0.48975
69 | 1 | 0 | 1 | 0 | 0 | 0 | 1 | 0 | 0.51025 | 0.48975
70 | 0 | 1 | 1 | 0 | 0 | 0 | 1 | 0 | 0.51025 | 0.48975
71 | 1 | 1 | 1 | 0 | 0 | 0 | 1 | 0 | 0.51025 | 0.48975
72 | 0 | 0 | 0 | 1 | 0 | 0 | 1 | 0 | 0.51025 | 0.48975
73 | 1 | 0 | 0 | 1 | 0 | 0 | 1 | 0 | 0.51025 | 0.48975
74 | 0 | 1 | 0 | 1 | 0 | 0 | 1 | 0 | 0.51025 | 0.48975
75 | 1 | 1 | 0 | 1 | 0 | 0 | 1 | 0 | 0.51025 | 0.48975
76 | 0 | 0 | 1 | 1 | 0 | 0 | 1 | 0 | 0.51025 | 0.48975
77 | 1 | 0 | 1 | 1 | 0 | 0 | 1 | 0 | 0.51025 | 0.48975
78 | 0 | 1 | 1 | 1 | 0 | 0 | 1 | 0 | 0.51025 | 0.48975
79 | 1 | 1 | 1 | 1 | 0 | 0 | 1 | 0 | 0.51025 | 0.48975
80 | 0 | 0 | 0 | 0 | 1 | 0 | 1 | 0 | 0.51025 | 0.48975
81 | 1 | 0 | 0 | 0 | 1 | 0 | 1 | 0 | 0.51025 | 0.48975
82 | 0 | 1 | 0 | 0 | 1 | 0 | 1 | 0 | 0.51025 | 0.48975
83 | 1 | 1 | 0 | 0 | 1 | 0 | 1 | 0 | 0.51025 | 0.48975
84 | 0 | 0 | 1 | 0 | 1 | 0 | 1 | 0 | 0.51025 | 0.48975
85 | 1 | 0 | 1 | 0 | 1 | 0 | 1 | 0 | 0.51025 | 0.48975
86 | 0 | 1 | 1 | 0 | 1 | 0 | 1 | 0 | 0.51025 | 0.48975
87 | 1 | 1 | 1 | 0 | 1 | 0 | 1 | 0 | 0.51025 | 0.48975
88 | 0 | 0 | 0 | 1 | 1 | 0 | 1 | 0 | 0.51025 | 0.48975
89 | 1 | 0 | 0 | 1 | 1 | 0 | 1 | 0 | 0.51025 | 0.48975
90 | 0 | 1 | 0 | 1 | 1 | 0 | 1 | 0 | 0.51025 | 0.48975
91 | 1 | 1 | 0 | 1 | 1 | 0 | 1 | 0 | 0.51025 | 0.48975
92 | 0 | 0 | 1 | 1 | 1 | 0 | 1 | 0 | 0.51025 | 0.48975
93 | 1 | 0 | 1 | 1 | 1 | 0 | 1 | 0 | 0.51025 | 0.48975
94 | 0 | 1 | 1 | 1 | 1 | 0 | 1 | 0 | 0.51025 | 0.48975
95 | 1 | 1 | 1 | 1 | 1 | 0 | 1 | 0 | 0.51025 | 0.48975
96 | 0 | 0 | 0 | 0 | 0 | 1 | 1 | 0 | 0.51025 | 0.48975
97 | 1 | 0 | 0 | 0 | 0 | 1 | 1 | 0 | 0.51025 | 0.48975
98 | 0 | 1 | 0 | 0 | 0 | 1 | 1 | 0 | 0.51025 | 0.48975
99 | 1 | 1 | 0 | 0 | 0 | 1 | 1 | 0 | 0.51025 | 0.48975
100 | 0 | 0 | 1 | 0 | 0 | 1 | 1 | 0 | 0.51025 | 0.48975
101 | 1 | 0 | 1 | 0 | 0 | 1 | 1 | 0 | 0.51025 | 0.48975
102 | 0 | 1 | 1 | 0 | 0 | 1 | 1 | 0 | 0.51025 | 0.48975
103 | 1 | 1 | 1 | 0 | 0 | 1 | 1 | 0 | 0.51025 | 0.48975
104 | 0 | 0 | 0 | 1 | 0 | 1 | 1 | 0 | 0.51025 | 0.48975
105 | 1 | 0 | 0 | 1 | 0 | 1 | 1 | 0 | 0.51025 | 0.48975
106 | 0 | 1 | 0 | 1 | 0 | 1 | 1 | 0 | 0.51025 | 0.48975
107 | 1 | 1 | 0 | 1 | 0 | 1 | 1 | 0 | 0.51025 | 0.48975
108 | 0 | 0 | 1 | 1 | 0 | 1 | 1 | 0 | 0.51025 | 0.48975
109 | 1 | 0 | 1 | 1 | 0 | 1 | 1 | 0 | 0.51025 | 0.48975
110 | 0 | 1 | 1 | 1 | 0 | 1 | 1 | 0 | 0.51025 | 0.48975
111 | 1 | 1 | 1 | 1 | 0 | 1 | 1 | 0 | 0.51025 | 0.48975
112 | 0 | 0 | 0 | 0 | 1 | 1 | 1 | 0 | 0.51025 | 0.48975
113 | 1 | 0 | 0 | 0 | 1 | 1 | 1 | 0 | 0.51025 | 0.48975
114 | 0 | 1 | 0 | 0 | 1 | 1 | 1 | 0 | 0.51025 | 0.48975
115 | 1 | 1 | 0 | 0 | 1 | 1 | 1 | 0 | 0.51025 | 0.48975
116 | 0 | 0 | 1 | 0 | 1 | 1 | 1 | 0 | 0.51025 | 0.48975
117 | 1 | 0 | 1 | 0 | 1 | 1 | 1 | 0 | 0.51025 | 0.48975
118 | 0 | 1 | 1 | 0 | 1 | 1 | 1 | 0 | 0.51025 | 0.48975
119 | 1 | 1 | 1 | 0 | 1 | 1 | 1 | 0 | 0.51025 | 0.48975
120 | 0 | 0 | 0 | 1 | 1 | 1 | 1 | 0 | 0.51025 | 0.48975
121 | 1 | 0 | 0 | 1 | 1 | 1 | 1 | 0 | 0.51025 | 0.48975
122 | 0 | 1 | 0 | 1 | 1 | 1 | 1 | 0 | 0.51025 | 0.48975
123 | 1 | 1 | 0 | 1 | 1 | 1 | 1 | 0 | 0.51025 | 0.48975
124 | 0 | 0 | 1 | 1 | 1 | 1 | 1 | 0 | 0.51025 | 0.48975
125 | 1 | 0 | 1 | 1 | 1 | 1 | 1 | 0 | 0.51025 | 0.48975
126 | 0 | 1 | 1 | 1 | 1 | 1 | 1 | 0 | 0.51025 | 0.48975
127 | 1 | 1 | 1 | 1 | 1 | 1 | 1 | 0 | 0.51025 | 0.48975
128 | 0 | 0 | 0 | 0 | 0 | 0 | 0 | 1 | 0.51025 | 0.48975
129 | 1 | 0 | 0 | 0 | 0 | 0 | 0 | 1 | 0.51025 | 0.48975
130 | 0 | 1 | 0 | 0 | 0 | 0 | 0 | 1 | 0.51025 | 0.48975
131 | 1 | 1 | 0 | 0 | 0 | 0 | 0 | 1 | 0.51025 | 0.48975
132 | 0 | 0 | 1 | 0 | 0 | 0 | 0 | 1 | 0.51025 | 0.48975
133 | 1 | 0 | 1 | 0 | 0 | 0 | 0 | 1 | 0.51025 | 0.48975
134 | 0 | 1 | 1 | 0 | 0 | 0 | 0 | 1 | 0.51025 | 0.48975
135 | 1 | 1 | 1 | 0 | 0 | 0 | 0 | 1 | 0.51025 | 0.48975
136 | 0 | 0 | 0 | 1 | 0 | 0 | 0 | 1 | 0.51025 | 0.48975
137 | 1 | 0 | 0 | 1 | 0 | 0 | 0 | 1 | 0.51025 | 0.48975
138 | 0 | 1 | 0 | 1 | 0 | 0 | 0 | 1 | 0.51025 | 0.48975
139 | 1 | 1 | 0 | 1 | 0 | 0 | 0 | 1 | 0.51025 | 0.48975
140 | 0 | 0 | 1 | 1 | 0 | 0 | 0 | 1 | 0.51025 | 0.48975
141 | 1 | 0 | 1 | 1 | 0 | 0 | 0 | 1 | 0.51025 | 0.48975
142 | 0 | 1 | 1 | 1 | 0 | 0 | 0 | 1 | 0.51025 | 0.48975
143 | 1 | 1 | 1 | 1 | 0 | 0 | 0 | 1 | 0.51025 | 0.48975
144 | 0 | 0 | 0 | 0 | 1 | 0 | 0 | 1 | 0.51025 | 0.48975
145 | 1 | 0 | 0 | 0 | 1 | 0 | 0 | 1 | 0.51025 | 0.48975
146 | 0 | 1 | 0 | 0 | 1 | 0 | 0 | 1 | 0.51025 | 0.48975
147 | 1 | 1 | 0 | 0 | 1 | 0 | 0 | 1 | 0.51025 | 0.48975
148 | 0 | 0 | 1 | 0 | 1 | 0 | 0 | 1 | 0.51025 | 0.48975
149 | 1 | 0 | 1 | 0 | 1 | 0 | 0 | 1 | 0.51025 | 0.48975
150 | 0 | 1 | 1 | 0 | 1 | 0 | 0 | 1 | 0.51025 | 0.48975
151 | 1 | 1 | 1 | 0 | 1 | 0 | 0 | 1 | 0.51025 | 0.48975
152 | 0 | 0 | 0 | 1 | 1 | 0 | 0 | 1 | 0.51025 | 0.48975
153 | 1 | 0 | 0 | 1 | 1 | 0 | 0 | 1 | 0.51025 | 0.48975
154 | 0 | 1 | 0 | 1 | 1 | 0 | 0 | 1 | 0.51025 | 0.48975
155 | 1 | 1 | 0 | 1 | 1 | 0 | 0 | 1 | 0.51025 | 0.48975
156 | 0 | 0 | 1 | 1 | 1 | 0 | 0 | 1 | 0.51025 | 0.48975
157 | 1 | 0 | 1 | 1 | 1 | 0 | 0 | 1 | 0.51025 | 0.48975
158 | 0 | 1 | 1 | 1 | 1 | 0 | 0 | 1 | 0.51025 | 0.48975
159 | 1 | 1 | 1 | 1 | 1 | 0 | 0 | 1 | 0.51025 | 0.48975
160 | 0 | 0 | 0 | 0 | 0 | 1 | 0 | 1 | 0.51025 | 0.48975
161 | 1 | 0 | 0 | 0 | 0 | 1 | 0 | 1 | 0.51025 | 0.48975
162 | 0 | 1 | 0 | 0 | 0 | 1 | 0 | 1 | 0.51025 | 0.48975
163 | 1 | 1 | 0 | 0 | 0 | 1 | 0 | 1 | 0.51025 | 0.48975
164 | 0 | 0 | 1 | 0 | 0 | 1 | 0 | 1 | 0.51025 | 0.48975
165 | 1 | 0 | 1 | 0 | 0 | 1 | 0 | 1 | 0.51025 | 0.48975
166 | 0 | 1 | 1 | 0 | 0 | 1 | 0 | 1 | 0.51025 | 0.48975
167 | 1 | 1 | 1 | 0 | 0 | 1 | 0 | 1 | 0.51025 | 0.48975
168 | 0 | 0 | 0 | 1 | 0 | 1 | 0 | 1 | 0.51025 | 0.48975
169 | 1 | 0 | 0 | 1 | 0 | 1 | 0 | 1 | 0.51025 | 0.48975
170 | 0 | 1 | 0 | 1 | 0 | 1 | 0 | 1 | 0.51025 | 0.48975
171 | 1 | 1 | 0 | 1 | 0 | 1 | 0 | 1 | 0.51025 | 0.48975
172 | 0 | 0 | 1 | 1 | 0 | 1 | 0 | 1 | 0.51025 | 0.48975
173 | 1 | 0 | 1 | 1 | 0 | 1 | 0 | 1 | 0.51025 | 0.48975
174 | 0 | 1 | 1 | 1 | 0 | 1 | 0 | 1 | 0.51025 | 0.48975
175 | 1 | 1 | 1 | 1 | 0 | 1 | 0 | 1 | 0.51025 | 0.48975
176 | 0 | 0 | 0 | 0 | 1 | 1 | 0 | 1 | 0.51025 | 0.48975
177 | 1 | 0 | 0 | 0 | 1 | 1 | 0 | 1 | 0.51025 | 0.48975
178 | 0 | 1 | 0 | 0 | 1 | 1 | 0 | 1 | 0.51025 | 0.48975
179 | 1 | 1 | 0 | 0 | 1 | 1 | 0 | 1 | 0.51025 | 0.48975
180 | 0 | 0 | 1 | 0 | 1 | 1 | 0 | 1 | 0.51025 | 0.48975
181 | 1 | 0 | 1 | 0 | 1 | 1 | 0 | 1 | 0.51025 | 0.48975
182 | 0 | 1 | 1 | 0 | 1 | 1 | 0 | 1 | 0.51025 | 0.48975
183 | 1 | 1 | 1 | 0 | 1 | 1 | 0 | 1 | 0.51025 | 0.48975
184 | 0 | 0 | 0 | 1 | 1 | 1 | 0 | 1 | 0.51025 | 0.48975
185 | 1 | 0 | 0 | 1 | 1 | 1 | 0 | 1 | 0.51025 | 0.48975
186 | 0 | 1 | 0 | 1 | 1 | 1 | 0 | 1 | 0.51025 | 0.48975
187 | 1 | 1 | 0 | 1 | 1 | 1 | 0 | 1 | 0.51025 | 0.48975
188 | 0 | 0 | 1 | 1 | 1 | 1 | 0 | 1 | 0.51025 | 0.48975
189 | 1 | 0 | 1 | 1 | 1 | 1 | 0 | 1 | 0.51025 | 0.48975
190 | 0 | 1 | 1 | 1 | 1 | 1 | 0 | 1 | 0.51025 | 0.48975
191 | 1 | 1 | 1 | 1 | 1 | 1 | 0 | 1 | 0.51025 | 0.48975
192 | 0 | 0 | 0 | 0 | 0 | 0 | 1 | 1 | 0.51025 | 0.48975
193 | 1 | 0 | 0 | 0 | 0 | 0 | 1 | 1 | 0.51025 | 0.48975
194 | 0 | 1 | 0 | 0 | 0 | 0 | 1 | 1 | 0.51025 | 0.48975
195 | 1 | 1 | 0 | 0 | 0 | 0 | 1 | 1 | 0.51025 | 0.48975
196 | 0 | 0 | 1 | 0 | 0 | 0 | 1 | 1 | 0.51025 | 0.48975
197 | 1 | 0 | 1 | 0 | 0 | 0 | 1 | 1 | 0.51025 | 0.48975
198 | 0 | 1 | 1 | 0 | 0 | 0 | 1 | 1 | 0.51025 | 0.48975
199 | 1 | 1 | 1 | 0 | 0 | 0 | 1 | 1 | 0.51025 | 0.48975
200 | 0 | 0 | 0 | 1 | 0 | 0 | 1 | 1 | 0.51025 | 0.48975
201 | 1 | 0 | 0 | 1 | 0 | 0 | 1 | 1 | 0.51025 | 0.48975
202 | 0 | 1 | 0 | 1 | 0 | 0 | 1 | 1 | 0.51025 | 0.48975
203 | 1 | 1 | 0 | 1 | 0 | 0 | 1 | 1 | 0.51025 | 0.48975
204 | 0 | 0 | 1 | 1 | 0 | 0 | 1 | 1 | 0.51025 | 0.48975
205 | 1 | 0 | 1 | 1 | 0 | 0 | 1 | 1 | 0.51025 | 0.48975
206 | 0 | 1 | 1 | 1 | 0 | 0 | 1 | 1 | 0.51025 | 0.48975
207 | 1 | 1 | 1 | 1 | 0 | 0 | 1 | 1 | 0.51025 | 0.48975
208 | 0 | 0 | 0 | 0 | 1 | 0 | 1 | 1 | 0.51025 | 0.48975
209 | 1 | 0 | 0 | 0 | 1 | 0 | 1 | 1 | 0.51025 | 0.48975
210 | 0 | 1 | 0 | 0 | 1 | 0 | 1 | 1 | 0.51025 | 0.48975
211 | 1 | 1 | 0 | 0 | 1 | 0 | 1 | 1 | 0.51025 | 0.48975
212 | 0 | 0 | 1 | 0 | 1 | 0 | 1 | 1 | 0.51025 | 0.48975
213 | 1 | 0 | 1 | 0 | 1 | 0 | 1 | 1 | 0.51025 | 0.48975
214 | 0 | 1 | 1 | 0 | 1 | 0 | 1 | 1 | 0.51025 | 0.48975
215 | 1 | 1 | 1 | 0 | 1 | 0 | 1 | 1 | 0.5075 | 0.4925
216 | 0 | 0 | 0 | 1 | 1 | 0 | 1 | 1 | 0.51025 | 0.48975
217 | 1 | 0 | 0 | 1 | 1 | 0 | 1 | 1 | 0.51025 | 0.48975
218 | 0 | 1 | 0 | 1 | 1 | 0 | 1 | 1 | 0.51025 | 0.48975
219 | 1 | 1 | 0 | 1 | 1 | 0 | 1 | 1 | 0.51025 | 0.48975
220 | 0 | 0 | 1 | 1 | 1 | 0 | 1 | 1 | 0.51025 | 0.48975
221 | 1 | 0 | 1 | 1 | 1 | 0 | 1 | 1 | 0.51025 | 0.48975
222 | 0 | 1 | 1 | 1 | 1 | 0 | 1 | 1 | 0.18769 | 0.81231
223 | 1 | 1 | 1 | 1 | 1 | 0 | 1 | 1 | 0.044374 | 0.95563
224 | 0 | 0 | 0 | 0 | 0 | 1 | 1 | 1 | 0.51025 | 0.48975
225 | 1 | 0 | 0 | 0 | 0 | 1 | 1 | 1 | 0.51025 | 0.48975
226 | 0 | 1 | 0 | 0 | 0 | 1 | 1 | 1 | 0.51025 | 0.48975
227 | 1 | 1 | 0 | 0 | 0 | 1 | 1 | 1 | 0.51025 | 0.48975
228 | 0 | 0 | 1 | 0 | 0 | 1 | 1 | 1 | 0.51025 | 0.48975
229 | 1 | 0 | 1 | 0 | 0 | 1 | 1 | 1 | 0.51025 | 0.48975
230 | 0 | 1 | 1 | 0 | 0 | 1 | 1 | 1 | 0.51025 | 0.48975
231 | 1 | 1 | 1 | 0 | 0 | 1 | 1 | 1 | 0.51025 | 0.48975
232 | 0 | 0 | 0 | 1 | 0 | 1 | 1 | 1 | 0.51025 | 0.48975
233 | 1 | 0 | 0 | 1 | 0 | 1 | 1 | 1 | 0.51025 | 0.48975
234 | 0 | 1 | 0 | 1 | 0 | 1 | 1 | 1 | 0.51025 | 0.48975
235 | 1 | 1 | 0 | 1 | 0 | 1 | 1 | 1 | 0.51025 | 0.48975
236 | 0 | 0 | 1 | 1 | 0 | 1 | 1 | 1 | 0.51025 | 0.48975
237 | 1 | 0 | 1 | 1 | 0 | 1 | 1 | 1 | 0.51025 | 0.48975
238 | 0 | 1 | 1 | 1 | 0 | 1 | 1 | 1 | 0.51025 | 0.48975
239 | 1 | 1 | 1 | 1 | 0 | 1 | 1 | 1 | 0.51025 | 0.48975
240 | 0 | 0 | 0 | 0 | 1 | 1 | 1 | 1 | 0.51025 | 0.48975
241 | 1 | 0 | 0 | 0 | 1 | 1 | 1 | 1 | 0.51025 | 0.48975
242 | 0 | 1 | 0 | 0 | 1 | 1 | 1 | 1 | 0.51025 | 0.48975
243 | 1 | 1 | 0 | 0 | 1 | 1 | 1 | 1 | 0.51025 | 0.48975
244 | 0 | 0 | 1 | 0 | 1 | 1 | 1 | 1 | 0.51025 | 0.48975
245 | 1 | 0 | 1 | 0 | 1 | 1 | 1 | 1 | 0.51025 | 0.48975
246 | 0 | 1 | 1 | 0 | 1 | 1 | 1 | 1 | 0.51025 | 0.48975
247 | 1 | 1 | 1 | 0 | 1 | 1 | 1 | 1 | 0.40627 | 0.59373
248 | 0 | 0 | 0 | 1 | 1 | 1 | 1 | 1 | 0.51025 | 0.48975
249 | 1 | 0 | 0 | 1 | 1 | 1 | 1 | 1 | 0.51025 | 0.48975
250 | 0 | 1 | 0 | 1 | 1 | 1 | 1 | 1 | 0.51025 | 0.48975
251 | 1 | 1 | 0 | 1 | 1 | 1 | 1 | 1 | 0.40985 | 0.59015
252 | 0 | 0 | 1 | 1 | 1 | 1 | 1 | 1 | 0.51025 | 0.48975
253 | 1 | 0 | 1 | 1 | 1 | 1 | 1 | 1 | 0.51025 | 0.48975
254 | 0 | 1 | 1 | 1 | 1 | 1 | 1 | 1 | 0.15156 | 0.84844
255 | 1 | 1 | 1 | 1 | 1 | 1 | 1 | 1 | 0.027057 | 0.97294

## 5 Falling topside components
| 5: RNA structural | 5: tower structural | P(5: Falling topside components = True) | P(5: Falling topside components = False)
0 | 0 | 0 | 0.037463 | 0.96254
1 | 1 | 0 | 0.026973 | 0.97303
2 | 0 | 1 | 0.015363 | 0.98464
3 | 1 | 1 | 0.0065816 | 0.99342

## 5 Large hydrostatic offset
| 5: ballast system failure | P(5: Large hydrostatic offset = True) | P(5: Large hydrostatic offset = False)
0 | 0 | 0.000505 | 0.9995
1 | 1 | 0.000995 | 0.99901

## 6 Excess mooring loads
| 6: Capsize | 6: Mooring -mooring clashing | 6: Change in mooring profile | 7: Shared line nonfunctional | 6: clump weights or floats | P(6: Excess mooring loads = True) | P(6: Excess mooring loads = False)
0 | 0 | 0 | 0 | 0 | 0 | 0.50687 | 0.49312
1 | 1 | 0 | 0 | 0 | 0 | 0.50687 | 0.49312
2 | 0 | 1 | 0 | 0 | 0 | 0.50688 | 0.49312
3 | 1 | 1 | 0 | 0 | 0 | 0.50687 | 0.49312
4 | 0 | 0 | 1 | 0 | 0 | 0.50687 | 0.49312
5 | 1 | 0 | 1 | 0 | 0 | 0.50687 | 0.49312
6 | 0 | 1 | 1 | 0 | 0 | 0.50687 | 0.49312
7 | 1 | 1 | 1 | 0 | 0 | 0.50688 | 0.49312
8 | 0 | 0 | 0 | 1 | 0 | 0.50687 | 0.49312
9 | 1 | 0 | 0 | 1 | 0 | 0.50687 | 0.49312
10 | 0 | 1 | 0 | 1 | 0 | 0.50687 | 0.49312
11 | 1 | 1 | 0 | 1 | 0 | 0.50688 | 0.49312
12 | 0 | 0 | 1 | 1 | 0 | 0.50687 | 0.49312
13 | 1 | 0 | 1 | 1 | 0 | 0.50687 | 0.49312
14 | 0 | 1 | 1 | 1 | 0 | 0.50688 | 0.49312
15 | 1 | 1 | 1 | 1 | 0 | 0.47483 | 0.52517
16 | 0 | 0 | 0 | 0 | 1 | 0.50687 | 0.49312
17 | 1 | 0 | 0 | 0 | 1 | 0.50687 | 0.49312
18 | 0 | 1 | 0 | 0 | 1 | 0.50687 | 0.49312
19 | 1 | 1 | 0 | 0 | 1 | 0.50687 | 0.49312
20 | 0 | 0 | 1 | 0 | 1 | 0.50687 | 0.49312
21 | 1 | 0 | 1 | 0 | 1 | 0.50687 | 0.49312
22 | 0 | 1 | 1 | 0 | 1 | 0.50687 | 0.49312
23 | 1 | 1 | 1 | 0 | 1 | 0.50688 | 0.49312
24 | 0 | 0 | 0 | 1 | 1 | 0.50687 | 0.49312
25 | 1 | 0 | 0 | 1 | 1 | 0.50687 | 0.49312
26 | 0 | 1 | 0 | 1 | 1 | 0.50687 | 0.49312
27 | 1 | 1 | 0 | 1 | 1 | 0.50687 | 0.49312
28 | 0 | 0 | 1 | 1 | 1 | 0.50688 | 0.49312
29 | 1 | 0 | 1 | 1 | 1 | 0.26416 | 0.73584
30 | 0 | 1 | 1 | 1 | 1 | 0.50688 | 0.49312
31 | 1 | 1 | 1 | 1 | 1 | 0.014099 | 0.9859

## 6 Anchor dragging
| 6: Excess anchor load | P(6: Anchor dragging = True) | P(6: Anchor dragging = False)
0 | 0 | 0.0069695 | 0.99303
1 | 1 | 0.013655 | 0.98634

## 5 Turbine parked
| 5: Incorrect turbine operation | 5: Array cable disconnect | 5: Substation /grid interruption | 5: generator & gearbox | 5: turbine controls | P(5: Turbine parked = True) | P(5: Turbine parked = False)
0 | 0 | 0 | 0 | 0 | 0 | 0.50875 | 0.49125
1 | 1 | 0 | 0 | 0 | 0 | 0.50875 | 0.49125
2 | 0 | 1 | 0 | 0 | 0 | 0.50875 | 0.49125
3 | 1 | 1 | 0 | 0 | 0 | 0.50875 | 0.49125
4 | 0 | 0 | 1 | 0 | 0 | 0.50875 | 0.49125
5 | 1 | 0 | 1 | 0 | 0 | 0.50875 | 0.49125
6 | 0 | 1 | 1 | 0 | 0 | 0.50875 | 0.49125
7 | 1 | 1 | 1 | 0 | 0 | 0.04881 | 0.95119
8 | 0 | 0 | 0 | 1 | 0 | 0.50875 | 0.49125
9 | 1 | 0 | 0 | 1 | 0 | 0.50875 | 0.49125
10 | 0 | 1 | 0 | 1 | 0 | 0.50875 | 0.49125
11 | 1 | 1 | 0 | 1 | 0 | 0.50875 | 0.49125
12 | 0 | 0 | 1 | 1 | 0 | 0.50875 | 0.49125
13 | 1 | 0 | 1 | 1 | 0 | 0.50875 | 0.49125
14 | 0 | 1 | 1 | 1 | 0 | 0.50875 | 0.49125
15 | 1 | 1 | 1 | 1 | 0 | 0.027698 | 0.9723
16 | 0 | 0 | 0 | 0 | 1 | 0.50875 | 0.49125
17 | 1 | 0 | 0 | 0 | 1 | 0.50875 | 0.49125
18 | 0 | 1 | 0 | 0 | 1 | 0.50875 | 0.49125
19 | 1 | 1 | 0 | 0 | 1 | 0.50875 | 0.49125
20 | 0 | 0 | 1 | 0 | 1 | 0.50875 | 0.49125
21 | 1 | 0 | 1 | 0 | 1 | 0.50875 | 0.49125
22 | 0 | 1 | 1 | 0 | 1 | 0.50875 | 0.49125
23 | 1 | 1 | 1 | 0 | 1 | 0.051196 | 0.9488
24 | 0 | 0 | 0 | 1 | 1 | 0.50875 | 0.49125
25 | 1 | 0 | 0 | 1 | 1 | 0.50875 | 0.49125
26 | 0 | 1 | 0 | 1 | 1 | 0.50875 | 0.49125
27 | 1 | 1 | 0 | 1 | 1 | 0.50875 | 0.49125
28 | 0 | 0 | 1 | 1 | 1 | 0.50875 | 0.49125
29 | 1 | 0 | 1 | 1 | 1 | 0.50875 | 0.49125
30 | 0 | 1 | 1 | 1 | 1 | 0.50875 | 0.49125
31 | 1 | 1 | 1 | 1 | 1 | 0.031297 | 0.9687

## 5 Compromised stability
| P(5: Compromised stability = True) | P(5: Compromised stability = False)
0 | 0.001 | 0.999

## 5 platform (structural)
| 5: Increased turbine loads | P(5: platform (structural) = True) | P(5: platform (structural) = False)
0 | 0 | 0.0050975 | 0.9949
1 | 1 | 0.0099025 | 0.9901

## 5 platform (watertight)
| P(5: platform (watertight) = True) | P(5: platform (watertight) = False)
0 | 0.01 | 0.99

## 5 dynamic cable
| P(5: dynamic cable = True) | P(5: dynamic cable = False)
0 | 0.025 | 0.975

## 5 static cable
| P(5: static cable = True) | P(5: static cable = False)
0 | 0.025 | 0.975

## 5 terminations
| P(5: terminations = True) | P(5: terminations = False)
0 | 0.025 | 0.975

## 5 offshore joints
| P(5: offshore joints = True) | P(5: offshore joints = False)
0 | 0.105 | 0.895

## 6 Drift off station
| 7: Vessel or Aircraft Collision | 6: Mooring line nonfunctional | 7: Excessive load on cable | P(6: Drift off station = True) | P(6: Drift off station = False)
0 | 0 | 0 | 0 | 0.14239 | 0.85761
1 | 1 | 0 | 0 | 0.072255 | 0.92774
2 | 0 | 1 | 0 | 0.072918 | 0.92708
3 | 1 | 1 | 0 | 0.025142 | 0.97486
4 | 0 | 0 | 1 | 0.073649 | 0.92635
5 | 1 | 0 | 1 | 0.037492 | 0.96251
6 | 0 | 1 | 1 | 0.037834 | 0.96217
7 | 1 | 1 | 1 | 0.0010157 | 0.99898

## 6 chain
| 6: Falling topside components | 6: Large hydrostatic offset | P(6: chain = True) | P(6: chain = False)
0 | 0 | 0 | 0.5075 | 0.4925
1 | 1 | 0 | 0.5075 | 0.4925
2 | 0 | 1 | 0.5075 | 0.4925
3 | 1 | 1 | 0.015045 | 0.98495

## 6 synthetic rope
| P(6: synthetic rope = True) | P(6: synthetic rope = False)
0 | 0.0155 | 0.9845

## 6 wire rope
| P(6: wire rope = True) | P(6: wire rope = False)
0 | 0.015 | 0.985

## 6 connectors
| P(6: connectors = True) | P(6: connectors = False)
0 | 0.0155 | 0.9845

## 6 single anchor
| P(6: single anchor = True) | P(6: single anchor = False)
0 | 0.0155 | 0.9845

## 7 shared anchor
| 7: Excess mooring loads | 7: Anchor dragging | P(7: shared anchor = True) | P(7: shared anchor = False)
0 | 0 | 0 | 0.5075 | 0.4925
1 | 1 | 0 | 0.5075 | 0.4925
2 | 0 | 1 | 0.5075 | 0.4925
3 | 1 | 1 | 0.015157 | 0.98484

## 6 Excess dynamics
| 6: Turbine parked | 6: Compromised stability | P(6: Excess dynamics = True) | P(6: Excess dynamics = False)
0 | 0 | 0 | 0.54659 | 0.45341
1 | 1 | 0 | 0.54659 | 0.45341
2 | 0 | 1 | 0.54659 | 0.45341
3 | 1 | 1 | 0.094039 | 0.90596

## 6 Sink
| 6: platform (structural) | 6: platform (watertight) | P(6: Sink = True) | P(6: Sink = False)
0 | 0 | 0 | 0.09951 | 0.90049
1 | 1 | 0 | 0.050751 | 0.94925
2 | 0 | 1 | 0.050751 | 0.94925
3 | 1 | 1 | 0.0010076 | 0.99899

## 6 Mooring -cable clashing
| P(6: Mooring -cable clashing = True) | P(6: Mooring -cable clashing = False)
0 | 0.033968 | 0.96603

## 6 Anchor -cable clashing
| P(6: Anchor -cable clashing = True) | P(6: Anchor -cable clashing = False)
0 | 0.033968 | 0.96603

## 6 Change in cable profile
| 6: dynamic cable | 6: static cable | 6: terminations | 6: offshore joints | P(6: Change in cable profile = True) | P(6: Change in cable profile = False)
0 | 0 | 0 | 0 | 0 | 0.51025 | 0.48975
1 | 1 | 0 | 0 | 0 | 0.51025 | 0.48975
2 | 0 | 1 | 0 | 0 | 0.51025 | 0.48975
3 | 1 | 1 | 0 | 0 | 0.51025 | 0.48975
4 | 0 | 0 | 1 | 0 | 0.51025 | 0.48975
5 | 1 | 0 | 1 | 0 | 0.51025 | 0.48975
6 | 0 | 1 | 1 | 0 | 0.51025 | 0.48975
7 | 1 | 1 | 1 | 0 | 0.11033 | 0.88967
8 | 0 | 0 | 0 | 1 | 0.51025 | 0.48975
9 | 1 | 0 | 0 | 1 | 0.51025 | 0.48975
10 | 0 | 1 | 0 | 1 | 0.51025 | 0.48975
11 | 1 | 1 | 0 | 1 | 0.45117 | 0.54883
12 | 0 | 0 | 1 | 1 | 0.51025 | 0.48975
13 | 1 | 0 | 1 | 1 | 0.45399 | 0.54601
14 | 0 | 1 | 1 | 1 | 0.45399 | 0.54601
15 | 1 | 1 | 1 | 1 | 0.021991 | 0.97801

## 6 buoyancy modules
| P(6: buoyancy modules = True) | P(6: buoyancy modules = False)
0 | 0.33 | 0.67

## 6 tether & anchor systems
| P(6: tether & anchor systems = True) | P(6: tether & anchor systems = False)
0 | 0.025 | 0.975

## 6 cable protection system
| P(6: cable protection system = True) | P(6: cable protection system = False)
0 | 0.025 | 0.975

## 5 RNA structural
| P(5: RNA structural = True) | P(5: RNA structural = False)
0 | 0.233 | 0.767

## 5 tower structural
| P(5: tower structural = True) | P(5: tower structural = False)
0 | 0.1285 | 0.8715

## 5 ballast system failure
| P(5: ballast system failure = True) | P(5: ballast system failure = False)
0 | 0.01 | 0.99

## 6 Capsize
| P(6: Capsize = True) | P(6: Capsize = False)
0 | 0.001 | 0.999

## 6 Mooring -mooring clashing
| 7: Drift off station | P(6: Mooring -mooring clashing = True) | P(6: Mooring -mooring clashing = False)
0 | 0 | 0.00051366 | 0.99949
1 | 1 | 0.027297 | 0.9727

## 6 Change in mooring profile
| P(6: Change in mooring profile = True) | P(6: Change in mooring profile = False)
0 | 0.01375 | 0.98625

## 7 Shared line nonfunctional
| 7: chain | 7: synthetic rope | 7: wire rope | 7: connectors | 7: single anchor | 8: shared anchor | P(7: Shared line nonfunctional = True) | P(7: Shared line nonfunctional = False)
0 | 0 | 0 | 0 | 0 | 0 | 0 | 0.50687 | 0.49312
1 | 1 | 0 | 0 | 0 | 0 | 0 | 0.50687 | 0.49312
2 | 0 | 1 | 0 | 0 | 0 | 0 | 0.50687 | 0.49312
3 | 1 | 1 | 0 | 0 | 0 | 0 | 0.50688 | 0.49312
4 | 0 | 0 | 1 | 0 | 0 | 0 | 0.50688 | 0.49312
5 | 1 | 0 | 1 | 0 | 0 | 0 | 0.50687 | 0.49312
6 | 0 | 1 | 1 | 0 | 0 | 0 | 0.50688 | 0.49312
7 | 1 | 1 | 1 | 0 | 0 | 0 | 0.50687 | 0.49312
8 | 0 | 0 | 0 | 1 | 0 | 0 | 0.50687 | 0.49312
9 | 1 | 0 | 0 | 1 | 0 | 0 | 0.50687 | 0.49312
10 | 0 | 1 | 0 | 1 | 0 | 0 | 0.50687 | 0.49312
11 | 1 | 1 | 0 | 1 | 0 | 0 | 0.50687 | 0.49312
12 | 0 | 0 | 1 | 1 | 0 | 0 | 0.50688 | 0.49312
13 | 1 | 0 | 1 | 1 | 0 | 0 | 0.50687 | 0.49312
14 | 0 | 1 | 1 | 1 | 0 | 0 | 0.50687 | 0.49312
15 | 1 | 1 | 1 | 1 | 0 | 0 | 0.50687 | 0.49312
16 | 0 | 0 | 0 | 0 | 1 | 0 | 0.50687 | 0.49312
17 | 1 | 0 | 0 | 0 | 1 | 0 | 0.50687 | 0.49312
18 | 0 | 1 | 0 | 0 | 1 | 0 | 0.50687 | 0.49312
19 | 1 | 1 | 0 | 0 | 1 | 0 | 0.50687 | 0.49312
20 | 0 | 0 | 1 | 0 | 1 | 0 | 0.50688 | 0.49312
21 | 1 | 0 | 1 | 0 | 1 | 0 | 0.50687 | 0.49312
22 | 0 | 1 | 1 | 0 | 1 | 0 | 0.50687 | 0.49312
23 | 1 | 1 | 1 | 0 | 1 | 0 | 0.50687 | 0.49312
24 | 0 | 0 | 0 | 1 | 1 | 0 | 0.50687 | 0.49312
25 | 1 | 0 | 0 | 1 | 1 | 0 | 0.50688 | 0.49312
26 | 0 | 1 | 0 | 1 | 1 | 0 | 0.50687 | 0.49312
27 | 1 | 1 | 0 | 1 | 1 | 0 | 0.50687 | 0.49312
28 | 0 | 0 | 1 | 1 | 1 | 0 | 0.50687 | 0.49312
29 | 1 | 0 | 1 | 1 | 1 | 0 | 0.50687 | 0.49312
30 | 0 | 1 | 1 | 1 | 1 | 0 | 0.50687 | 0.49312
31 | 1 | 1 | 1 | 1 | 1 | 0 | 0.4758 | 0.5242
32 | 0 | 0 | 0 | 0 | 0 | 1 | 0.50688 | 0.49312
33 | 1 | 0 | 0 | 0 | 0 | 1 | 0.50688 | 0.49312
34 | 0 | 1 | 0 | 0 | 0 | 1 | 0.50687 | 0.49312
35 | 1 | 1 | 0 | 0 | 0 | 1 | 0.50687 | 0.49312
36 | 0 | 0 | 1 | 0 | 0 | 1 | 0.50688 | 0.49312
37 | 1 | 0 | 1 | 0 | 0 | 1 | 0.50687 | 0.49312
38 | 0 | 1 | 1 | 0 | 0 | 1 | 0.50688 | 0.49312
39 | 1 | 1 | 1 | 0 | 0 | 1 | 0.50687 | 0.49312
40 | 0 | 0 | 0 | 1 | 0 | 1 | 0.50687 | 0.49312
41 | 1 | 0 | 0 | 1 | 0 | 1 | 0.50688 | 0.49312
42 | 0 | 1 | 0 | 1 | 0 | 1 | 0.50687 | 0.49312
43 | 1 | 1 | 0 | 1 | 0 | 1 | 0.50687 | 0.49312
44 | 0 | 0 | 1 | 1 | 0 | 1 | 0.50688 | 0.49312
45 | 1 | 0 | 1 | 1 | 0 | 1 | 0.50687 | 0.49312
46 | 0 | 1 | 1 | 1 | 0 | 1 | 0.50688 | 0.49312
47 | 1 | 1 | 1 | 1 | 0 | 1 | 0.46237 | 0.53763
48 | 0 | 0 | 0 | 0 | 1 | 1 | 0.50687 | 0.49312
49 | 1 | 0 | 0 | 0 | 1 | 1 | 0.50688 | 0.49312
50 | 0 | 1 | 0 | 0 | 1 | 1 | 0.50687 | 0.49312
51 | 1 | 1 | 0 | 0 | 1 | 1 | 0.50687 | 0.49312
52 | 0 | 0 | 1 | 0 | 1 | 1 | 0.50688 | 0.49312
53 | 1 | 0 | 1 | 0 | 1 | 1 | 0.50687 | 0.49312
54 | 0 | 1 | 1 | 0 | 1 | 1 | 0.50688 | 0.49312
55 | 1 | 1 | 1 | 0 | 1 | 1 | 0.46417 | 0.53583
56 | 0 | 0 | 0 | 1 | 1 | 1 | 0.50687 | 0.49312
57 | 1 | 0 | 0 | 1 | 1 | 1 | 0.50687 | 0.49312
58 | 0 | 1 | 0 | 1 | 1 | 1 | 0.50687 | 0.49312
59 | 1 | 1 | 0 | 1 | 1 | 1 | 0.48134 | 0.51866
60 | 0 | 0 | 1 | 1 | 1 | 1 | 0.50688 | 0.49312
61 | 1 | 0 | 1 | 1 | 1 | 1 | 0.46767 | 0.53233
62 | 0 | 1 | 1 | 1 | 1 | 1 | 0.48315 | 0.51685
63 | 1 | 1 | 1 | 1 | 1 | 1 | 0.01413 | 0.98587

## 6 clump weights or floats
| P(6: clump weights or floats = True) | P(6: clump weights or floats = False)
0 | 0.015 | 0.985

## 6 Excess anchor load
| P(6: Excess anchor load = True) | P(6: Excess anchor load = False)
0 | 0.01375 | 0.98625

## 5 Incorrect turbine operation
| P(5: Incorrect turbine operation = True) | P(5: Incorrect turbine operation = False)
0 | 0.0195 | 0.9805

## 5 Array cable disconnect
| P(5: Array cable disconnect = True) | P(5: Array cable disconnect = False)
0 | 0.02 | 0.98

## 5 Substation or grid interrupt
| P(5: Substation /grid interruption = True) | P(5: Substation /grid interruption = False)
0 | 0.01 | 0.99

## 5 generator & gearbox
| P(5: generator & gearbox = True) | P(5: generator & gearbox = False)
0 | 0.288 | 0.712

## 5 turbine controls
| P(5: turbine controls = True) | P(5: turbine controls = False)
0 | 0.54337 | 0.45663

## 5 Increased turbine loads
| P(5: Increased turbine loads = True) | P(5: Increased turbine loads = False)
0 | 0.0195 | 0.9805

## 7 Vessel or Aircraft Collision
| P(7: Vessel or Aircraft Collision = True) | P(7: Vessel or Aircraft Collision = False)
0 | 0.013625 | 0.98638

## 6 Mooring line nonfunctional
| P(6: Mooring line nonfunctional = True) | P(6: Mooring line nonfunctional = False)
0 | 0.01375 | 0.98625

## 7 Excessive load on cable
| 7: Excess dynamics | 7: Sink | 7: Mooring -cable clashing | 7: Anchor -cable clashing | 7: Change in cable profile | 7: buoyancy modules | 7: tether & anchor systems | 7: cable protection system | P(7: Excessive load on cable = True) | P(7: Excessive load on cable = False)
0 | 0 | 0 | 0 | 0 | 0 | 0 | 0 | 0 | 0.51025 | 0.48975
1 | 1 | 0 | 0 | 0 | 0 | 0 | 0 | 0 | 0.51025 | 0.48975
2 | 0 | 1 | 0 | 0 | 0 | 0 | 0 | 0 | 0.51025 | 0.48975
3 | 1 | 1 | 0 | 0 | 0 | 0 | 0 | 0 | 0.51025 | 0.48975
4 | 0 | 0 | 1 | 0 | 0 | 0 | 0 | 0 | 0.51025 | 0.48975
5 | 1 | 0 | 1 | 0 | 0 | 0 | 0 | 0 | 0.51025 | 0.48975
6 | 0 | 1 | 1 | 0 | 0 | 0 | 0 | 0 | 0.51025 | 0.48975
7 | 1 | 1 | 1 | 0 | 0 | 0 | 0 | 0 | 0.51025 | 0.48975
8 | 0 | 0 | 0 | 1 | 0 | 0 | 0 | 0 | 0.51025 | 0.48975
9 | 1 | 0 | 0 | 1 | 0 | 0 | 0 | 0 | 0.51025 | 0.48975
10 | 0 | 1 | 0 | 1 | 0 | 0 | 0 | 0 | 0.51025 | 0.48975
11 | 1 | 1 | 0 | 1 | 0 | 0 | 0 | 0 | 0.51025 | 0.48975
12 | 0 | 0 | 1 | 1 | 0 | 0 | 0 | 0 | 0.51025 | 0.48975
13 | 1 | 0 | 1 | 1 | 0 | 0 | 0 | 0 | 0.51025 | 0.48975
14 | 0 | 1 | 1 | 1 | 0 | 0 | 0 | 0 | 0.51025 | 0.48975
15 | 1 | 1 | 1 | 1 | 0 | 0 | 0 | 0 | 0.51025 | 0.48975
16 | 0 | 0 | 0 | 0 | 1 | 0 | 0 | 0 | 0.51025 | 0.48975
17 | 1 | 0 | 0 | 0 | 1 | 0 | 0 | 0 | 0.51025 | 0.48975
18 | 0 | 1 | 0 | 0 | 1 | 0 | 0 | 0 | 0.51025 | 0.48975
19 | 1 | 1 | 0 | 0 | 1 | 0 | 0 | 0 | 0.51025 | 0.48975
20 | 0 | 0 | 1 | 0 | 1 | 0 | 0 | 0 | 0.51025 | 0.48975
21 | 1 | 0 | 1 | 0 | 1 | 0 | 0 | 0 | 0.51025 | 0.48975
22 | 0 | 1 | 1 | 0 | 1 | 0 | 0 | 0 | 0.51025 | 0.48975
23 | 1 | 1 | 1 | 0 | 1 | 0 | 0 | 0 | 0.51025 | 0.48975
24 | 0 | 0 | 0 | 1 | 1 | 0 | 0 | 0 | 0.51025 | 0.48975
25 | 1 | 0 | 0 | 1 | 1 | 0 | 0 | 0 | 0.51025 | 0.48975
26 | 0 | 1 | 0 | 1 | 1 | 0 | 0 | 0 | 0.51025 | 0.48975
27 | 1 | 1 | 0 | 1 | 1 | 0 | 0 | 0 | 0.51025 | 0.48975
28 | 0 | 0 | 1 | 1 | 1 | 0 | 0 | 0 | 0.51025 | 0.48975
29 | 1 | 0 | 1 | 1 | 1 | 0 | 0 | 0 | 0.51025 | 0.48975
30 | 0 | 1 | 1 | 1 | 1 | 0 | 0 | 0 | 0.51025 | 0.48975
31 | 1 | 1 | 1 | 1 | 1 | 0 | 0 | 0 | 0.51025 | 0.48975
32 | 0 | 0 | 0 | 0 | 0 | 1 | 0 | 0 | 0.51025 | 0.48975
33 | 1 | 0 | 0 | 0 | 0 | 1 | 0 | 0 | 0.51025 | 0.48975
34 | 0 | 1 | 0 | 0 | 0 | 1 | 0 | 0 | 0.51025 | 0.48975
35 | 1 | 1 | 0 | 0 | 0 | 1 | 0 | 0 | 0.51025 | 0.48975
36 | 0 | 0 | 1 | 0 | 0 | 1 | 0 | 0 | 0.51025 | 0.48975
37 | 1 | 0 | 1 | 0 | 0 | 1 | 0 | 0 | 0.51025 | 0.48975
38 | 0 | 1 | 1 | 0 | 0 | 1 | 0 | 0 | 0.51025 | 0.48975
39 | 1 | 1 | 1 | 0 | 0 | 1 | 0 | 0 | 0.51025 | 0.48975
40 | 0 | 0 | 0 | 1 | 0 | 1 | 0 | 0 | 0.51025 | 0.48975
41 | 1 | 0 | 0 | 1 | 0 | 1 | 0 | 0 | 0.51025 | 0.48975
42 | 0 | 1 | 0 | 1 | 0 | 1 | 0 | 0 | 0.51025 | 0.48975
43 | 1 | 1 | 0 | 1 | 0 | 1 | 0 | 0 | 0.51025 | 0.48975
44 | 0 | 0 | 1 | 1 | 0 | 1 | 0 | 0 | 0.51025 | 0.48975
45 | 1 | 0 | 1 | 1 | 0 | 1 | 0 | 0 | 0.51025 | 0.48975
46 | 0 | 1 | 1 | 1 | 0 | 1 | 0 | 0 | 0.51025 | 0.48975
47 | 1 | 1 | 1 | 1 | 0 | 1 | 0 | 0 | 0.51025 | 0.48975
48 | 0 | 0 | 0 | 0 | 1 | 1 | 0 | 0 | 0.51025 | 0.48975
49 | 1 | 0 | 0 | 0 | 1 | 1 | 0 | 0 | 0.51025 | 0.48975
50 | 0 | 1 | 0 | 0 | 1 | 1 | 0 | 0 | 0.51025 | 0.48975
51 | 1 | 1 | 0 | 0 | 1 | 1 | 0 | 0 | 0.51025 | 0.48975
52 | 0 | 0 | 1 | 0 | 1 | 1 | 0 | 0 | 0.51025 | 0.48975
53 | 1 | 0 | 1 | 0 | 1 | 1 | 0 | 0 | 0.51025 | 0.48975
54 | 0 | 1 | 1 | 0 | 1 | 1 | 0 | 0 | 0.51025 | 0.48975
55 | 1 | 1 | 1 | 0 | 1 | 1 | 0 | 0 | 0.51025 | 0.48975
56 | 0 | 0 | 0 | 1 | 1 | 1 | 0 | 0 | 0.51025 | 0.48975
57 | 1 | 0 | 0 | 1 | 1 | 1 | 0 | 0 | 0.51025 | 0.48975
58 | 0 | 1 | 0 | 1 | 1 | 1 | 0 | 0 | 0.51025 | 0.48975
59 | 1 | 1 | 0 | 1 | 1 | 1 | 0 | 0 | 0.51025 | 0.48975
60 | 0 | 0 | 1 | 1 | 1 | 1 | 0 | 0 | 0.51025 | 0.48975
61 | 1 | 0 | 1 | 1 | 1 | 1 | 0 | 0 | 0.51025 | 0.48975
62 | 0 | 1 | 1 | 1 | 1 | 1 | 0 | 0 | 0.51025 | 0.48975
63 | 1 | 1 | 1 | 1 | 1 | 1 | 0 | 0 | 0.51025 | 0.48975
64 | 0 | 0 | 0 | 0 | 0 | 0 | 1 | 0 | 0.51025 | 0.48975
65 | 1 | 0 | 0 | 0 | 0 | 0 | 1 | 0 | 0.51025 | 0.48975
66 | 0 | 1 | 0 | 0 | 0 | 0 | 1 | 0 | 0.51025 | 0.48975
67 | 1 | 1 | 0 | 0 | 0 | 0 | 1 | 0 | 0.51025 | 0.48975
68 | 0 | 0 | 1 | 0 | 0 | 0 | 1 | 0 | 0.51025 | 0.48975
69 | 1 | 0 | 1 | 0 | 0 | 0 | 1 | 0 | 0.51025 | 0.48975
70 | 0 | 1 | 1 | 0 | 0 | 0 | 1 | 0 | 0.51025 | 0.48975
71 | 1 | 1 | 1 | 0 | 0 | 0 | 1 | 0 | 0.51025 | 0.48975
72 | 0 | 0 | 0 | 1 | 0 | 0 | 1 | 0 | 0.51025 | 0.48975
73 | 1 | 0 | 0 | 1 | 0 | 0 | 1 | 0 | 0.51025 | 0.48975
74 | 0 | 1 | 0 | 1 | 0 | 0 | 1 | 0 | 0.51025 | 0.48975
75 | 1 | 1 | 0 | 1 | 0 | 0 | 1 | 0 | 0.51025 | 0.48975
76 | 0 | 0 | 1 | 1 | 0 | 0 | 1 | 0 | 0.51025 | 0.48975
77 | 1 | 0 | 1 | 1 | 0 | 0 | 1 | 0 | 0.51025 | 0.48975
78 | 0 | 1 | 1 | 1 | 0 | 0 | 1 | 0 | 0.51025 | 0.48975
79 | 1 | 1 | 1 | 1 | 0 | 0 | 1 | 0 | 0.51025 | 0.48975
80 | 0 | 0 | 0 | 0 | 1 | 0 | 1 | 0 | 0.51025 | 0.48975
81 | 1 | 0 | 0 | 0 | 1 | 0 | 1 | 0 | 0.51025 | 0.48975
82 | 0 | 1 | 0 | 0 | 1 | 0 | 1 | 0 | 0.51025 | 0.48975
83 | 1 | 1 | 0 | 0 | 1 | 0 | 1 | 0 | 0.51025 | 0.48975
84 | 0 | 0 | 1 | 0 | 1 | 0 | 1 | 0 | 0.51025 | 0.48975
85 | 1 | 0 | 1 | 0 | 1 | 0 | 1 | 0 | 0.51025 | 0.48975
86 | 0 | 1 | 1 | 0 | 1 | 0 | 1 | 0 | 0.51025 | 0.48975
87 | 1 | 1 | 1 | 0 | 1 | 0 | 1 | 0 | 0.51025 | 0.48975
88 | 0 | 0 | 0 | 1 | 1 | 0 | 1 | 0 | 0.51025 | 0.48975
89 | 1 | 0 | 0 | 1 | 1 | 0 | 1 | 0 | 0.51025 | 0.48975
90 | 0 | 1 | 0 | 1 | 1 | 0 | 1 | 0 | 0.51025 | 0.48975
91 | 1 | 1 | 0 | 1 | 1 | 0 | 1 | 0 | 0.51025 | 0.48975
92 | 0 | 0 | 1 | 1 | 1 | 0 | 1 | 0 | 0.51025 | 0.48975
93 | 1 | 0 | 1 | 1 | 1 | 0 | 1 | 0 | 0.51025 | 0.48975
94 | 0 | 1 | 1 | 1 | 1 | 0 | 1 | 0 | 0.51025 | 0.48975
95 | 1 | 1 | 1 | 1 | 1 | 0 | 1 | 0 | 0.51025 | 0.48975
96 | 0 | 0 | 0 | 0 | 0 | 1 | 1 | 0 | 0.51025 | 0.48975
97 | 1 | 0 | 0 | 0 | 0 | 1 | 1 | 0 | 0.51025 | 0.48975
98 | 0 | 1 | 0 | 0 | 0 | 1 | 1 | 0 | 0.51025 | 0.48975
99 | 1 | 1 | 0 | 0 | 0 | 1 | 1 | 0 | 0.51025 | 0.48975
100 | 0 | 0 | 1 | 0 | 0 | 1 | 1 | 0 | 0.51025 | 0.48975
101 | 1 | 0 | 1 | 0 | 0 | 1 | 1 | 0 | 0.51025 | 0.48975
102 | 0 | 1 | 1 | 0 | 0 | 1 | 1 | 0 | 0.51025 | 0.48975
103 | 1 | 1 | 1 | 0 | 0 | 1 | 1 | 0 | 0.51025 | 0.48975
104 | 0 | 0 | 0 | 1 | 0 | 1 | 1 | 0 | 0.51025 | 0.48975
105 | 1 | 0 | 0 | 1 | 0 | 1 | 1 | 0 | 0.51025 | 0.48975
106 | 0 | 1 | 0 | 1 | 0 | 1 | 1 | 0 | 0.51025 | 0.48975
107 | 1 | 1 | 0 | 1 | 0 | 1 | 1 | 0 | 0.51025 | 0.48975
108 | 0 | 0 | 1 | 1 | 0 | 1 | 1 | 0 | 0.51025 | 0.48975
109 | 1 | 0 | 1 | 1 | 0 | 1 | 1 | 0 | 0.51025 | 0.48975
110 | 0 | 1 | 1 | 1 | 0 | 1 | 1 | 0 | 0.51025 | 0.48975
111 | 1 | 1 | 1 | 1 | 0 | 1 | 1 | 0 | 0.51025 | 0.48975
112 | 0 | 0 | 0 | 0 | 1 | 1 | 1 | 0 | 0.51025 | 0.48975
113 | 1 | 0 | 0 | 0 | 1 | 1 | 1 | 0 | 0.51025 | 0.48975
114 | 0 | 1 | 0 | 0 | 1 | 1 | 1 | 0 | 0.51025 | 0.48975
115 | 1 | 1 | 0 | 0 | 1 | 1 | 1 | 0 | 0.51025 | 0.48975
116 | 0 | 0 | 1 | 0 | 1 | 1 | 1 | 0 | 0.51025 | 0.48975
117 | 1 | 0 | 1 | 0 | 1 | 1 | 1 | 0 | 0.51025 | 0.48975
118 | 0 | 1 | 1 | 0 | 1 | 1 | 1 | 0 | 0.51025 | 0.48975
119 | 1 | 1 | 1 | 0 | 1 | 1 | 1 | 0 | 0.51025 | 0.48975
120 | 0 | 0 | 0 | 1 | 1 | 1 | 1 | 0 | 0.51025 | 0.48975
121 | 1 | 0 | 0 | 1 | 1 | 1 | 1 | 0 | 0.51025 | 0.48975
122 | 0 | 1 | 0 | 1 | 1 | 1 | 1 | 0 | 0.51025 | 0.48975
123 | 1 | 1 | 0 | 1 | 1 | 1 | 1 | 0 | 0.51025 | 0.48975
124 | 0 | 0 | 1 | 1 | 1 | 1 | 1 | 0 | 0.51025 | 0.48975
125 | 1 | 0 | 1 | 1 | 1 | 1 | 1 | 0 | 0.51025 | 0.48975
126 | 0 | 1 | 1 | 1 | 1 | 1 | 1 | 0 | 0.51025 | 0.48975
127 | 1 | 1 | 1 | 1 | 1 | 1 | 1 | 0 | 0.51025 | 0.48975
128 | 0 | 0 | 0 | 0 | 0 | 0 | 0 | 1 | 0.51025 | 0.48975
129 | 1 | 0 | 0 | 0 | 0 | 0 | 0 | 1 | 0.51025 | 0.48975
130 | 0 | 1 | 0 | 0 | 0 | 0 | 0 | 1 | 0.51025 | 0.48975
131 | 1 | 1 | 0 | 0 | 0 | 0 | 0 | 1 | 0.51025 | 0.48975
132 | 0 | 0 | 1 | 0 | 0 | 0 | 0 | 1 | 0.51025 | 0.48975
133 | 1 | 0 | 1 | 0 | 0 | 0 | 0 | 1 | 0.51025 | 0.48975
134 | 0 | 1 | 1 | 0 | 0 | 0 | 0 | 1 | 0.51025 | 0.48975
135 | 1 | 1 | 1 | 0 | 0 | 0 | 0 | 1 | 0.51025 | 0.48975
136 | 0 | 0 | 0 | 1 | 0 | 0 | 0 | 1 | 0.51025 | 0.48975
137 | 1 | 0 | 0 | 1 | 0 | 0 | 0 | 1 | 0.51025 | 0.48975
138 | 0 | 1 | 0 | 1 | 0 | 0 | 0 | 1 | 0.51025 | 0.48975
139 | 1 | 1 | 0 | 1 | 0 | 0 | 0 | 1 | 0.51025 | 0.48975
140 | 0 | 0 | 1 | 1 | 0 | 0 | 0 | 1 | 0.51025 | 0.48975
141 | 1 | 0 | 1 | 1 | 0 | 0 | 0 | 1 | 0.51025 | 0.48975
142 | 0 | 1 | 1 | 1 | 0 | 0 | 0 | 1 | 0.51025 | 0.48975
143 | 1 | 1 | 1 | 1 | 0 | 0 | 0 | 1 | 0.51025 | 0.48975
144 | 0 | 0 | 0 | 0 | 1 | 0 | 0 | 1 | 0.51025 | 0.48975
145 | 1 | 0 | 0 | 0 | 1 | 0 | 0 | 1 | 0.51025 | 0.48975
146 | 0 | 1 | 0 | 0 | 1 | 0 | 0 | 1 | 0.51025 | 0.48975
147 | 1 | 1 | 0 | 0 | 1 | 0 | 0 | 1 | 0.51025 | 0.48975
148 | 0 | 0 | 1 | 0 | 1 | 0 | 0 | 1 | 0.51025 | 0.48975
149 | 1 | 0 | 1 | 0 | 1 | 0 | 0 | 1 | 0.51025 | 0.48975
150 | 0 | 1 | 1 | 0 | 1 | 0 | 0 | 1 | 0.51025 | 0.48975
151 | 1 | 1 | 1 | 0 | 1 | 0 | 0 | 1 | 0.51025 | 0.48975
152 | 0 | 0 | 0 | 1 | 1 | 0 | 0 | 1 | 0.51025 | 0.48975
153 | 1 | 0 | 0 | 1 | 1 | 0 | 0 | 1 | 0.51025 | 0.48975
154 | 0 | 1 | 0 | 1 | 1 | 0 | 0 | 1 | 0.51025 | 0.48975
155 | 1 | 1 | 0 | 1 | 1 | 0 | 0 | 1 | 0.51025 | 0.48975
156 | 0 | 0 | 1 | 1 | 1 | 0 | 0 | 1 | 0.51025 | 0.48975
157 | 1 | 0 | 1 | 1 | 1 | 0 | 0 | 1 | 0.51025 | 0.48975
158 | 0 | 1 | 1 | 1 | 1 | 0 | 0 | 1 | 0.51025 | 0.48975
159 | 1 | 1 | 1 | 1 | 1 | 0 | 0 | 1 | 0.51025 | 0.48975
160 | 0 | 0 | 0 | 0 | 0 | 1 | 0 | 1 | 0.51025 | 0.48975
161 | 1 | 0 | 0 | 0 | 0 | 1 | 0 | 1 | 0.51025 | 0.48975
162 | 0 | 1 | 0 | 0 | 0 | 1 | 0 | 1 | 0.51025 | 0.48975
163 | 1 | 1 | 0 | 0 | 0 | 1 | 0 | 1 | 0.51025 | 0.48975
164 | 0 | 0 | 1 | 0 | 0 | 1 | 0 | 1 | 0.51025 | 0.48975
165 | 1 | 0 | 1 | 0 | 0 | 1 | 0 | 1 | 0.51025 | 0.48975
166 | 0 | 1 | 1 | 0 | 0 | 1 | 0 | 1 | 0.51025 | 0.48975
167 | 1 | 1 | 1 | 0 | 0 | 1 | 0 | 1 | 0.51025 | 0.48975
168 | 0 | 0 | 0 | 1 | 0 | 1 | 0 | 1 | 0.51025 | 0.48975
169 | 1 | 0 | 0 | 1 | 0 | 1 | 0 | 1 | 0.51025 | 0.48975
170 | 0 | 1 | 0 | 1 | 0 | 1 | 0 | 1 | 0.51025 | 0.48975
171 | 1 | 1 | 0 | 1 | 0 | 1 | 0 | 1 | 0.51025 | 0.48975
172 | 0 | 0 | 1 | 1 | 0 | 1 | 0 | 1 | 0.51025 | 0.48975
173 | 1 | 0 | 1 | 1 | 0 | 1 | 0 | 1 | 0.51025 | 0.48975
174 | 0 | 1 | 1 | 1 | 0 | 1 | 0 | 1 | 0.51025 | 0.48975
175 | 1 | 1 | 1 | 1 | 0 | 1 | 0 | 1 | 0.51025 | 0.48975
176 | 0 | 0 | 0 | 0 | 1 | 1 | 0 | 1 | 0.51025 | 0.48975
177 | 1 | 0 | 0 | 0 | 1 | 1 | 0 | 1 | 0.51025 | 0.48975
178 | 0 | 1 | 0 | 0 | 1 | 1 | 0 | 1 | 0.51025 | 0.48975
179 | 1 | 1 | 0 | 0 | 1 | 1 | 0 | 1 | 0.51025 | 0.48975
180 | 0 | 0 | 1 | 0 | 1 | 1 | 0 | 1 | 0.51025 | 0.48975
181 | 1 | 0 | 1 | 0 | 1 | 1 | 0 | 1 | 0.51025 | 0.48975
182 | 0 | 1 | 1 | 0 | 1 | 1 | 0 | 1 | 0.51025 | 0.48975
183 | 1 | 1 | 1 | 0 | 1 | 1 | 0 | 1 | 0.51025 | 0.48975
184 | 0 | 0 | 0 | 1 | 1 | 1 | 0 | 1 | 0.51025 | 0.48975
185 | 1 | 0 | 0 | 1 | 1 | 1 | 0 | 1 | 0.51025 | 0.48975
186 | 0 | 1 | 0 | 1 | 1 | 1 | 0 | 1 | 0.51025 | 0.48975
187 | 1 | 1 | 0 | 1 | 1 | 1 | 0 | 1 | 0.51025 | 0.48975
188 | 0 | 0 | 1 | 1 | 1 | 1 | 0 | 1 | 0.51025 | 0.48975
189 | 1 | 0 | 1 | 1 | 1 | 1 | 0 | 1 | 0.51025 | 0.48975
190 | 0 | 1 | 1 | 1 | 1 | 1 | 0 | 1 | 0.51025 | 0.48975
191 | 1 | 1 | 1 | 1 | 1 | 1 | 0 | 1 | 0.51025 | 0.48975
192 | 0 | 0 | 0 | 0 | 0 | 0 | 1 | 1 | 0.51025 | 0.48975
193 | 1 | 0 | 0 | 0 | 0 | 0 | 1 | 1 | 0.51025 | 0.48975
194 | 0 | 1 | 0 | 0 | 0 | 0 | 1 | 1 | 0.51025 | 0.48975
195 | 1 | 1 | 0 | 0 | 0 | 0 | 1 | 1 | 0.51025 | 0.48975
196 | 0 | 0 | 1 | 0 | 0 | 0 | 1 | 1 | 0.51025 | 0.48975
197 | 1 | 0 | 1 | 0 | 0 | 0 | 1 | 1 | 0.51025 | 0.48975
198 | 0 | 1 | 1 | 0 | 0 | 0 | 1 | 1 | 0.51025 | 0.48975
199 | 1 | 1 | 1 | 0 | 0 | 0 | 1 | 1 | 0.51025 | 0.48975
200 | 0 | 0 | 0 | 1 | 0 | 0 | 1 | 1 | 0.51025 | 0.48975
201 | 1 | 0 | 0 | 1 | 0 | 0 | 1 | 1 | 0.51025 | 0.48975
202 | 0 | 1 | 0 | 1 | 0 | 0 | 1 | 1 | 0.51025 | 0.48975
203 | 1 | 1 | 0 | 1 | 0 | 0 | 1 | 1 | 0.51025 | 0.48975
204 | 0 | 0 | 1 | 1 | 0 | 0 | 1 | 1 | 0.51025 | 0.48975
205 | 1 | 0 | 1 | 1 | 0 | 0 | 1 | 1 | 0.51025 | 0.48975
206 | 0 | 1 | 1 | 1 | 0 | 0 | 1 | 1 | 0.51025 | 0.48975
207 | 1 | 1 | 1 | 1 | 0 | 0 | 1 | 1 | 0.51025 | 0.48975
208 | 0 | 0 | 0 | 0 | 1 | 0 | 1 | 1 | 0.51025 | 0.48975
209 | 1 | 0 | 0 | 0 | 1 | 0 | 1 | 1 | 0.51025 | 0.48975
210 | 0 | 1 | 0 | 0 | 1 | 0 | 1 | 1 | 0.51025 | 0.48975
211 | 1 | 1 | 0 | 0 | 1 | 0 | 1 | 1 | 0.51025 | 0.48975
212 | 0 | 0 | 1 | 0 | 1 | 0 | 1 | 1 | 0.51025 | 0.48975
213 | 1 | 0 | 1 | 0 | 1 | 0 | 1 | 1 | 0.51025 | 0.48975
214 | 0 | 1 | 1 | 0 | 1 | 0 | 1 | 1 | 0.51025 | 0.48975
215 | 1 | 1 | 1 | 0 | 1 | 0 | 1 | 1 | 0.5075 | 0.4925
216 | 0 | 0 | 0 | 1 | 1 | 0 | 1 | 1 | 0.51025 | 0.48975
217 | 1 | 0 | 0 | 1 | 1 | 0 | 1 | 1 | 0.51025 | 0.48975
218 | 0 | 1 | 0 | 1 | 1 | 0 | 1 | 1 | 0.51025 | 0.48975
219 | 1 | 1 | 0 | 1 | 1 | 0 | 1 | 1 | 0.51025 | 0.48975
220 | 0 | 0 | 1 | 1 | 1 | 0 | 1 | 1 | 0.51025 | 0.48975
221 | 1 | 0 | 1 | 1 | 1 | 0 | 1 | 1 | 0.51025 | 0.48975
222 | 0 | 1 | 1 | 1 | 1 | 0 | 1 | 1 | 0.18769 | 0.81231
223 | 1 | 1 | 1 | 1 | 1 | 0 | 1 | 1 | 0.044374 | 0.95563
224 | 0 | 0 | 0 | 0 | 0 | 1 | 1 | 1 | 0.51025 | 0.48975
225 | 1 | 0 | 0 | 0 | 0 | 1 | 1 | 1 | 0.51025 | 0.48975
226 | 0 | 1 | 0 | 0 | 0 | 1 | 1 | 1 | 0.51025 | 0.48975
227 | 1 | 1 | 0 | 0 | 0 | 1 | 1 | 1 | 0.51025 | 0.48975
228 | 0 | 0 | 1 | 0 | 0 | 1 | 1 | 1 | 0.51025 | 0.48975
229 | 1 | 0 | 1 | 0 | 0 | 1 | 1 | 1 | 0.51025 | 0.48975
230 | 0 | 1 | 1 | 0 | 0 | 1 | 1 | 1 | 0.51025 | 0.48975
231 | 1 | 1 | 1 | 0 | 0 | 1 | 1 | 1 | 0.51025 | 0.48975
232 | 0 | 0 | 0 | 1 | 0 | 1 | 1 | 1 | 0.51025 | 0.48975
233 | 1 | 0 | 0 | 1 | 0 | 1 | 1 | 1 | 0.51025 | 0.48975
234 | 0 | 1 | 0 | 1 | 0 | 1 | 1 | 1 | 0.51025 | 0.48975
235 | 1 | 1 | 0 | 1 | 0 | 1 | 1 | 1 | 0.51025 | 0.48975
236 | 0 | 0 | 1 | 1 | 0 | 1 | 1 | 1 | 0.51025 | 0.48975
237 | 1 | 0 | 1 | 1 | 0 | 1 | 1 | 1 | 0.51025 | 0.48975
238 | 0 | 1 | 1 | 1 | 0 | 1 | 1 | 1 | 0.51025 | 0.48975
239 | 1 | 1 | 1 | 1 | 0 | 1 | 1 | 1 | 0.51025 | 0.48975
240 | 0 | 0 | 0 | 0 | 1 | 1 | 1 | 1 | 0.51025 | 0.48975
241 | 1 | 0 | 0 | 0 | 1 | 1 | 1 | 1 | 0.51025 | 0.48975
242 | 0 | 1 | 0 | 0 | 1 | 1 | 1 | 1 | 0.51025 | 0.48975
243 | 1 | 1 | 0 | 0 | 1 | 1 | 1 | 1 | 0.51025 | 0.48975
244 | 0 | 0 | 1 | 0 | 1 | 1 | 1 | 1 | 0.51025 | 0.48975
245 | 1 | 0 | 1 | 0 | 1 | 1 | 1 | 1 | 0.51025 | 0.48975
246 | 0 | 1 | 1 | 0 | 1 | 1 | 1 | 1 | 0.51025 | 0.48975
247 | 1 | 1 | 1 | 0 | 1 | 1 | 1 | 1 | 0.40627 | 0.59373
248 | 0 | 0 | 0 | 1 | 1 | 1 | 1 | 1 | 0.51025 | 0.48975
249 | 1 | 0 | 0 | 1 | 1 | 1 | 1 | 1 | 0.51025 | 0.48975
250 | 0 | 1 | 0 | 1 | 1 | 1 | 1 | 1 | 0.51025 | 0.48975
251 | 1 | 1 | 0 | 1 | 1 | 1 | 1 | 1 | 0.40985 | 0.59015
252 | 0 | 0 | 1 | 1 | 1 | 1 | 1 | 1 | 0.51025 | 0.48975
253 | 1 | 0 | 1 | 1 | 1 | 1 | 1 | 1 | 0.51025 | 0.48975
254 | 0 | 1 | 1 | 1 | 1 | 1 | 1 | 1 | 0.15156 | 0.84844
255 | 1 | 1 | 1 | 1 | 1 | 1 | 1 | 1 | 0.027057 | 0.97294

## 6 Falling topside components
| 6: RNA structural | 6: tower structural | P(6: Falling topside components = True) | P(6: Falling topside components = False)
0 | 0 | 0 | 0.037463 | 0.96254
1 | 1 | 0 | 0.026973 | 0.97303
2 | 0 | 1 | 0.015363 | 0.98464
3 | 1 | 1 | 0.0065816 | 0.99342

## 6 Large hydrostatic offset
| 6: ballast system failure | P(6: Large hydrostatic offset = True) | P(6: Large hydrostatic offset = False)
0 | 0 | 0.000505 | 0.9995
1 | 1 | 0.000995 | 0.99901

## 7 Excess mooring loads
| 7: Capsize | 7: Mooring -mooring clashing | 7: Change in mooring profile | 8: Shared line nonfunctional | 7: clump weights or floats | P(7: Excess mooring loads = True) | P(7: Excess mooring loads = False)
0 | 0 | 0 | 0 | 0 | 0 | 0.50687 | 0.49312
1 | 1 | 0 | 0 | 0 | 0 | 0.50687 | 0.49312
2 | 0 | 1 | 0 | 0 | 0 | 0.50688 | 0.49312
3 | 1 | 1 | 0 | 0 | 0 | 0.50687 | 0.49312
4 | 0 | 0 | 1 | 0 | 0 | 0.50687 | 0.49312
5 | 1 | 0 | 1 | 0 | 0 | 0.50687 | 0.49312
6 | 0 | 1 | 1 | 0 | 0 | 0.50687 | 0.49312
7 | 1 | 1 | 1 | 0 | 0 | 0.50688 | 0.49312
8 | 0 | 0 | 0 | 1 | 0 | 0.50687 | 0.49312
9 | 1 | 0 | 0 | 1 | 0 | 0.50687 | 0.49312
10 | 0 | 1 | 0 | 1 | 0 | 0.50687 | 0.49312
11 | 1 | 1 | 0 | 1 | 0 | 0.50688 | 0.49312
12 | 0 | 0 | 1 | 1 | 0 | 0.50687 | 0.49312
13 | 1 | 0 | 1 | 1 | 0 | 0.50687 | 0.49312
14 | 0 | 1 | 1 | 1 | 0 | 0.50688 | 0.49312
15 | 1 | 1 | 1 | 1 | 0 | 0.47483 | 0.52517
16 | 0 | 0 | 0 | 0 | 1 | 0.50687 | 0.49312
17 | 1 | 0 | 0 | 0 | 1 | 0.50687 | 0.49312
18 | 0 | 1 | 0 | 0 | 1 | 0.50687 | 0.49312
19 | 1 | 1 | 0 | 0 | 1 | 0.50687 | 0.49312
20 | 0 | 0 | 1 | 0 | 1 | 0.50687 | 0.49312
21 | 1 | 0 | 1 | 0 | 1 | 0.50687 | 0.49312
22 | 0 | 1 | 1 | 0 | 1 | 0.50687 | 0.49312
23 | 1 | 1 | 1 | 0 | 1 | 0.50688 | 0.49312
24 | 0 | 0 | 0 | 1 | 1 | 0.50687 | 0.49312
25 | 1 | 0 | 0 | 1 | 1 | 0.50687 | 0.49312
26 | 0 | 1 | 0 | 1 | 1 | 0.50687 | 0.49312
27 | 1 | 1 | 0 | 1 | 1 | 0.50687 | 0.49312
28 | 0 | 0 | 1 | 1 | 1 | 0.50688 | 0.49312
29 | 1 | 0 | 1 | 1 | 1 | 0.26416 | 0.73584
30 | 0 | 1 | 1 | 1 | 1 | 0.50688 | 0.49312
31 | 1 | 1 | 1 | 1 | 1 | 0.014099 | 0.9859

## 7 Anchor dragging
| 7: Excess anchor load | P(7: Anchor dragging = True) | P(7: Anchor dragging = False)
0 | 0 | 0.0069695 | 0.99303
1 | 1 | 0.013655 | 0.98634

## 6 Turbine parked
| 6: Incorrect turbine operation | 6: Array cable disconnect | 6: Substation /grid interruption | 6: generator & gearbox | 6: turbine controls | P(6: Turbine parked = True) | P(6: Turbine parked = False)
0 | 0 | 0 | 0 | 0 | 0 | 0.50875 | 0.49125
1 | 1 | 0 | 0 | 0 | 0 | 0.50875 | 0.49125
2 | 0 | 1 | 0 | 0 | 0 | 0.50875 | 0.49125
3 | 1 | 1 | 0 | 0 | 0 | 0.50875 | 0.49125
4 | 0 | 0 | 1 | 0 | 0 | 0.50875 | 0.49125
5 | 1 | 0 | 1 | 0 | 0 | 0.50875 | 0.49125
6 | 0 | 1 | 1 | 0 | 0 | 0.50875 | 0.49125
7 | 1 | 1 | 1 | 0 | 0 | 0.04881 | 0.95119
8 | 0 | 0 | 0 | 1 | 0 | 0.50875 | 0.49125
9 | 1 | 0 | 0 | 1 | 0 | 0.50875 | 0.49125
10 | 0 | 1 | 0 | 1 | 0 | 0.50875 | 0.49125
11 | 1 | 1 | 0 | 1 | 0 | 0.50875 | 0.49125
12 | 0 | 0 | 1 | 1 | 0 | 0.50875 | 0.49125
13 | 1 | 0 | 1 | 1 | 0 | 0.50875 | 0.49125
14 | 0 | 1 | 1 | 1 | 0 | 0.50875 | 0.49125
15 | 1 | 1 | 1 | 1 | 0 | 0.027698 | 0.9723
16 | 0 | 0 | 0 | 0 | 1 | 0.50875 | 0.49125
17 | 1 | 0 | 0 | 0 | 1 | 0.50875 | 0.49125
18 | 0 | 1 | 0 | 0 | 1 | 0.50875 | 0.49125
19 | 1 | 1 | 0 | 0 | 1 | 0.50875 | 0.49125
20 | 0 | 0 | 1 | 0 | 1 | 0.50875 | 0.49125
21 | 1 | 0 | 1 | 0 | 1 | 0.50875 | 0.49125
22 | 0 | 1 | 1 | 0 | 1 | 0.50875 | 0.49125
23 | 1 | 1 | 1 | 0 | 1 | 0.051196 | 0.9488
24 | 0 | 0 | 0 | 1 | 1 | 0.50875 | 0.49125
25 | 1 | 0 | 0 | 1 | 1 | 0.50875 | 0.49125
26 | 0 | 1 | 0 | 1 | 1 | 0.50875 | 0.49125
27 | 1 | 1 | 0 | 1 | 1 | 0.50875 | 0.49125
28 | 0 | 0 | 1 | 1 | 1 | 0.50875 | 0.49125
29 | 1 | 0 | 1 | 1 | 1 | 0.50875 | 0.49125
30 | 0 | 1 | 1 | 1 | 1 | 0.50875 | 0.49125
31 | 1 | 1 | 1 | 1 | 1 | 0.031297 | 0.9687

## 6 Compromised stability
| P(6: Compromised stability = True) | P(6: Compromised stability = False)
0 | 0.001 | 0.999

## 6 platform (structural)
| 6: Increased turbine loads | P(6: platform (structural) = True) | P(6: platform (structural) = False)
0 | 0 | 0.0050975 | 0.9949
1 | 1 | 0.0099025 | 0.9901

## 6 platform (watertight)
| P(6: platform (watertight) = True) | P(6: platform (watertight) = False)
0 | 0.01 | 0.99

## 6 dynamic cable
| P(6: dynamic cable = True) | P(6: dynamic cable = False)
0 | 0.025 | 0.975

## 6 static cable
| P(6: static cable = True) | P(6: static cable = False)
0 | 0.025 | 0.975

## 6 terminations
| P(6: terminations = True) | P(6: terminations = False)
0 | 0.025 | 0.975

## 6 offshore joints
| P(6: offshore joints = True) | P(6: offshore joints = False)
0 | 0.105 | 0.895

## 7 Drift off station
| 8: Vessel or Aircraft Collision | 7: Mooring line nonfunctional | 8: Excessive load on cable | P(7: Drift off station = True) | P(7: Drift off station = False)
0 | 0 | 0 | 0 | 0.14239 | 0.85761
1 | 1 | 0 | 0 | 0.072255 | 0.92774
2 | 0 | 1 | 0 | 0.072918 | 0.92708
3 | 1 | 1 | 0 | 0.025142 | 0.97486
4 | 0 | 0 | 1 | 0.073649 | 0.92635
5 | 1 | 0 | 1 | 0.037492 | 0.96251
6 | 0 | 1 | 1 | 0.037834 | 0.96217
7 | 1 | 1 | 1 | 0.0010157 | 0.99898

## 7 chain
| 7: Falling topside components | 7: Large hydrostatic offset | P(7: chain = True) | P(7: chain = False)
0 | 0 | 0 | 0.5075 | 0.4925
1 | 1 | 0 | 0.5075 | 0.4925
2 | 0 | 1 | 0.5075 | 0.4925
3 | 1 | 1 | 0.015045 | 0.98495

## 7 synthetic rope
| P(7: synthetic rope = True) | P(7: synthetic rope = False)
0 | 0.0155 | 0.9845

## 7 wire rope
| P(7: wire rope = True) | P(7: wire rope = False)
0 | 0.015 | 0.985

## 7 connectors
| P(7: connectors = True) | P(7: connectors = False)
0 | 0.0155 | 0.9845

## 7 single anchor
| P(7: single anchor = True) | P(7: single anchor = False)
0 | 0.0155 | 0.9845

## 8 shared anchor
| 8: Excess mooring loads | 8: Anchor dragging | P(8: shared anchor = True) | P(8: shared anchor = False)
0 | 0 | 0 | 0.5075 | 0.4925
1 | 1 | 0 | 0.5075 | 0.4925
2 | 0 | 1 | 0.5075 | 0.4925
3 | 1 | 1 | 0.015157 | 0.98484

## 7 Excess dynamics
| 7: Turbine parked | 7: Compromised stability | P(7: Excess dynamics = True) | P(7: Excess dynamics = False)
0 | 0 | 0 | 0.54659 | 0.45341
1 | 1 | 0 | 0.54659 | 0.45341
2 | 0 | 1 | 0.54659 | 0.45341
3 | 1 | 1 | 0.094039 | 0.90596

## 7 Sink
| 7: platform (structural) | 7: platform (watertight) | P(7: Sink = True) | P(7: Sink = False)
0 | 0 | 0 | 0.09951 | 0.90049
1 | 1 | 0 | 0.050751 | 0.94925
2 | 0 | 1 | 0.050751 | 0.94925
3 | 1 | 1 | 0.0010076 | 0.99899

## 7 Mooring -cable clashing
| P(7: Mooring -cable clashing = True) | P(7: Mooring -cable clashing = False)
0 | 0.033968 | 0.96603

## 7 Anchor -cable clashing
| P(7: Anchor -cable clashing = True) | P(7: Anchor -cable clashing = False)
0 | 0.033968 | 0.96603

## 7 Change in cable profile
| 7: dynamic cable | 7: static cable | 7: terminations | 7: offshore joints | P(7: Change in cable profile = True) | P(7: Change in cable profile = False)
0 | 0 | 0 | 0 | 0 | 0.51025 | 0.48975
1 | 1 | 0 | 0 | 0 | 0.51025 | 0.48975
2 | 0 | 1 | 0 | 0 | 0.51025 | 0.48975
3 | 1 | 1 | 0 | 0 | 0.51025 | 0.48975
4 | 0 | 0 | 1 | 0 | 0.51025 | 0.48975
5 | 1 | 0 | 1 | 0 | 0.51025 | 0.48975
6 | 0 | 1 | 1 | 0 | 0.51025 | 0.48975
7 | 1 | 1 | 1 | 0 | 0.11033 | 0.88967
8 | 0 | 0 | 0 | 1 | 0.51025 | 0.48975
9 | 1 | 0 | 0 | 1 | 0.51025 | 0.48975
10 | 0 | 1 | 0 | 1 | 0.51025 | 0.48975
11 | 1 | 1 | 0 | 1 | 0.45117 | 0.54883
12 | 0 | 0 | 1 | 1 | 0.51025 | 0.48975
13 | 1 | 0 | 1 | 1 | 0.45399 | 0.54601
14 | 0 | 1 | 1 | 1 | 0.45399 | 0.54601
15 | 1 | 1 | 1 | 1 | 0.021991 | 0.97801

## 7 buoyancy modules
| P(7: buoyancy modules = True) | P(7: buoyancy modules = False)
0 | 0.33 | 0.67

## 7 tether & anchor systems
| P(7: tether & anchor systems = True) | P(7: tether & anchor systems = False)
0 | 0.025 | 0.975

## 7 cable protection system
| P(7: cable protection system = True) | P(7: cable protection system = False)
0 | 0.025 | 0.975

## 6 RNA structural
| P(6: RNA structural = True) | P(6: RNA structural = False)
0 | 0.233 | 0.767

## 6 tower structural
| P(6: tower structural = True) | P(6: tower structural = False)
0 | 0.1285 | 0.8715

## 6 ballast system failure
| P(6: ballast system failure = True) | P(6: ballast system failure = False)
0 | 0.01 | 0.99

## 7 Capsize
| P(7: Capsize = True) | P(7: Capsize = False)
0 | 0.001 | 0.999

## 7 Mooring -mooring clashing
| 8: Drift off station | P(7: Mooring -mooring clashing = True) | P(7: Mooring -mooring clashing = False)
0 | 0 | 0.00051366 | 0.99949
1 | 1 | 0.027297 | 0.9727

## 7 Change in mooring profile
| P(7: Change in mooring profile = True) | P(7: Change in mooring profile = False)
0 | 0.01375 | 0.98625

## 8 Shared line nonfunctional
| 8: chain | 8: synthetic rope | 8: wire rope | 8: connectors | 8: single anchor | 9: shared anchor | P(8: Shared line nonfunctional = True) | P(8: Shared line nonfunctional = False)
0 | 0 | 0 | 0 | 0 | 0 | 0 | 0.50687 | 0.49312
1 | 1 | 0 | 0 | 0 | 0 | 0 | 0.50687 | 0.49312
2 | 0 | 1 | 0 | 0 | 0 | 0 | 0.50687 | 0.49312
3 | 1 | 1 | 0 | 0 | 0 | 0 | 0.50688 | 0.49312
4 | 0 | 0 | 1 | 0 | 0 | 0 | 0.50688 | 0.49312
5 | 1 | 0 | 1 | 0 | 0 | 0 | 0.50687 | 0.49312
6 | 0 | 1 | 1 | 0 | 0 | 0 | 0.50688 | 0.49312
7 | 1 | 1 | 1 | 0 | 0 | 0 | 0.50687 | 0.49312
8 | 0 | 0 | 0 | 1 | 0 | 0 | 0.50687 | 0.49312
9 | 1 | 0 | 0 | 1 | 0 | 0 | 0.50687 | 0.49312
10 | 0 | 1 | 0 | 1 | 0 | 0 | 0.50687 | 0.49312
11 | 1 | 1 | 0 | 1 | 0 | 0 | 0.50687 | 0.49312
12 | 0 | 0 | 1 | 1 | 0 | 0 | 0.50688 | 0.49312
13 | 1 | 0 | 1 | 1 | 0 | 0 | 0.50687 | 0.49312
14 | 0 | 1 | 1 | 1 | 0 | 0 | 0.50687 | 0.49312
15 | 1 | 1 | 1 | 1 | 0 | 0 | 0.50687 | 0.49312
16 | 0 | 0 | 0 | 0 | 1 | 0 | 0.50687 | 0.49312
17 | 1 | 0 | 0 | 0 | 1 | 0 | 0.50687 | 0.49312
18 | 0 | 1 | 0 | 0 | 1 | 0 | 0.50687 | 0.49312
19 | 1 | 1 | 0 | 0 | 1 | 0 | 0.50687 | 0.49312
20 | 0 | 0 | 1 | 0 | 1 | 0 | 0.50688 | 0.49312
21 | 1 | 0 | 1 | 0 | 1 | 0 | 0.50687 | 0.49312
22 | 0 | 1 | 1 | 0 | 1 | 0 | 0.50687 | 0.49312
23 | 1 | 1 | 1 | 0 | 1 | 0 | 0.50687 | 0.49312
24 | 0 | 0 | 0 | 1 | 1 | 0 | 0.50687 | 0.49312
25 | 1 | 0 | 0 | 1 | 1 | 0 | 0.50688 | 0.49312
26 | 0 | 1 | 0 | 1 | 1 | 0 | 0.50687 | 0.49312
27 | 1 | 1 | 0 | 1 | 1 | 0 | 0.50687 | 0.49312
28 | 0 | 0 | 1 | 1 | 1 | 0 | 0.50687 | 0.49312
29 | 1 | 0 | 1 | 1 | 1 | 0 | 0.50687 | 0.49312
30 | 0 | 1 | 1 | 1 | 1 | 0 | 0.50687 | 0.49312
31 | 1 | 1 | 1 | 1 | 1 | 0 | 0.4758 | 0.5242
32 | 0 | 0 | 0 | 0 | 0 | 1 | 0.50688 | 0.49312
33 | 1 | 0 | 0 | 0 | 0 | 1 | 0.50688 | 0.49312
34 | 0 | 1 | 0 | 0 | 0 | 1 | 0.50687 | 0.49312
35 | 1 | 1 | 0 | 0 | 0 | 1 | 0.50687 | 0.49312
36 | 0 | 0 | 1 | 0 | 0 | 1 | 0.50688 | 0.49312
37 | 1 | 0 | 1 | 0 | 0 | 1 | 0.50687 | 0.49312
38 | 0 | 1 | 1 | 0 | 0 | 1 | 0.50688 | 0.49312
39 | 1 | 1 | 1 | 0 | 0 | 1 | 0.50687 | 0.49312
40 | 0 | 0 | 0 | 1 | 0 | 1 | 0.50687 | 0.49312
41 | 1 | 0 | 0 | 1 | 0 | 1 | 0.50688 | 0.49312
42 | 0 | 1 | 0 | 1 | 0 | 1 | 0.50687 | 0.49312
43 | 1 | 1 | 0 | 1 | 0 | 1 | 0.50687 | 0.49312
44 | 0 | 0 | 1 | 1 | 0 | 1 | 0.50688 | 0.49312
45 | 1 | 0 | 1 | 1 | 0 | 1 | 0.50687 | 0.49312
46 | 0 | 1 | 1 | 1 | 0 | 1 | 0.50688 | 0.49312
47 | 1 | 1 | 1 | 1 | 0 | 1 | 0.46237 | 0.53763
48 | 0 | 0 | 0 | 0 | 1 | 1 | 0.50687 | 0.49312
49 | 1 | 0 | 0 | 0 | 1 | 1 | 0.50688 | 0.49312
50 | 0 | 1 | 0 | 0 | 1 | 1 | 0.50687 | 0.49312
51 | 1 | 1 | 0 | 0 | 1 | 1 | 0.50687 | 0.49312
52 | 0 | 0 | 1 | 0 | 1 | 1 | 0.50688 | 0.49312
53 | 1 | 0 | 1 | 0 | 1 | 1 | 0.50687 | 0.49312
54 | 0 | 1 | 1 | 0 | 1 | 1 | 0.50688 | 0.49312
55 | 1 | 1 | 1 | 0 | 1 | 1 | 0.46417 | 0.53583
56 | 0 | 0 | 0 | 1 | 1 | 1 | 0.50687 | 0.49312
57 | 1 | 0 | 0 | 1 | 1 | 1 | 0.50687 | 0.49312
58 | 0 | 1 | 0 | 1 | 1 | 1 | 0.50687 | 0.49312
59 | 1 | 1 | 0 | 1 | 1 | 1 | 0.48134 | 0.51866
60 | 0 | 0 | 1 | 1 | 1 | 1 | 0.50688 | 0.49312
61 | 1 | 0 | 1 | 1 | 1 | 1 | 0.46767 | 0.53233
62 | 0 | 1 | 1 | 1 | 1 | 1 | 0.48315 | 0.51685
63 | 1 | 1 | 1 | 1 | 1 | 1 | 0.01413 | 0.98587

## 7 clump weights or floats
| P(7: clump weights or floats = True) | P(7: clump weights or floats = False)
0 | 0.015 | 0.985

## 7 Excess anchor load
| P(7: Excess anchor load = True) | P(7: Excess anchor load = False)
0 | 0.01375 | 0.98625

## 6 Incorrect turbine operation
| P(6: Incorrect turbine operation = True) | P(6: Incorrect turbine operation = False)
0 | 0.0195 | 0.9805

## 6 Array cable disconnect
| P(6: Array cable disconnect = True) | P(6: Array cable disconnect = False)
0 | 0.02 | 0.98

## 6 Substation or grid interrupt
| P(6: Substation /grid interruption = True) | P(6: Substation /grid interruption = False)
0 | 0.01 | 0.99

## 6 generator & gearbox
| P(6: generator & gearbox = True) | P(6: generator & gearbox = False)
0 | 0.288 | 0.712

## 6 turbine controls
| P(6: turbine controls = True) | P(6: turbine controls = False)
0 | 0.54337 | 0.45663

## 6 Increased turbine loads
| P(6: Increased turbine loads = True) | P(6: Increased turbine loads = False)
0 | 0.0195 | 0.9805

## 8 Vessel or Aircraft Collision
| P(8: Vessel or Aircraft Collision = True) | P(8: Vessel or Aircraft Collision = False)
0 | 0.013625 | 0.98638

## 7 Mooring line nonfunctional
| P(7: Mooring line nonfunctional = True) | P(7: Mooring line nonfunctional = False)
0 | 0.01375 | 0.98625

## 8 Excessive load on cable
| 8: Excess dynamics | 8: Sink | 8: Mooring -cable clashing | 8: Anchor -cable clashing | 8: Change in cable profile | 8: buoyancy modules | 8: tether & anchor systems | 8: cable protection system | P(8: Excessive load on cable = True) | P(8: Excessive load on cable = False)
0 | 0 | 0 | 0 | 0 | 0 | 0 | 0 | 0 | 0.51025 | 0.48975
1 | 1 | 0 | 0 | 0 | 0 | 0 | 0 | 0 | 0.51025 | 0.48975
2 | 0 | 1 | 0 | 0 | 0 | 0 | 0 | 0 | 0.51025 | 0.48975
3 | 1 | 1 | 0 | 0 | 0 | 0 | 0 | 0 | 0.51025 | 0.48975
4 | 0 | 0 | 1 | 0 | 0 | 0 | 0 | 0 | 0.51025 | 0.48975
5 | 1 | 0 | 1 | 0 | 0 | 0 | 0 | 0 | 0.51025 | 0.48975
6 | 0 | 1 | 1 | 0 | 0 | 0 | 0 | 0 | 0.51025 | 0.48975
7 | 1 | 1 | 1 | 0 | 0 | 0 | 0 | 0 | 0.51025 | 0.48975
8 | 0 | 0 | 0 | 1 | 0 | 0 | 0 | 0 | 0.51025 | 0.48975
9 | 1 | 0 | 0 | 1 | 0 | 0 | 0 | 0 | 0.51025 | 0.48975
10 | 0 | 1 | 0 | 1 | 0 | 0 | 0 | 0 | 0.51025 | 0.48975
11 | 1 | 1 | 0 | 1 | 0 | 0 | 0 | 0 | 0.51025 | 0.48975
12 | 0 | 0 | 1 | 1 | 0 | 0 | 0 | 0 | 0.51025 | 0.48975
13 | 1 | 0 | 1 | 1 | 0 | 0 | 0 | 0 | 0.51025 | 0.48975
14 | 0 | 1 | 1 | 1 | 0 | 0 | 0 | 0 | 0.51025 | 0.48975
15 | 1 | 1 | 1 | 1 | 0 | 0 | 0 | 0 | 0.51025 | 0.48975
16 | 0 | 0 | 0 | 0 | 1 | 0 | 0 | 0 | 0.51025 | 0.48975
17 | 1 | 0 | 0 | 0 | 1 | 0 | 0 | 0 | 0.51025 | 0.48975
18 | 0 | 1 | 0 | 0 | 1 | 0 | 0 | 0 | 0.51025 | 0.48975
19 | 1 | 1 | 0 | 0 | 1 | 0 | 0 | 0 | 0.51025 | 0.48975
20 | 0 | 0 | 1 | 0 | 1 | 0 | 0 | 0 | 0.51025 | 0.48975
21 | 1 | 0 | 1 | 0 | 1 | 0 | 0 | 0 | 0.51025 | 0.48975
22 | 0 | 1 | 1 | 0 | 1 | 0 | 0 | 0 | 0.51025 | 0.48975
23 | 1 | 1 | 1 | 0 | 1 | 0 | 0 | 0 | 0.51025 | 0.48975
24 | 0 | 0 | 0 | 1 | 1 | 0 | 0 | 0 | 0.51025 | 0.48975
25 | 1 | 0 | 0 | 1 | 1 | 0 | 0 | 0 | 0.51025 | 0.48975
26 | 0 | 1 | 0 | 1 | 1 | 0 | 0 | 0 | 0.51025 | 0.48975
27 | 1 | 1 | 0 | 1 | 1 | 0 | 0 | 0 | 0.51025 | 0.48975
28 | 0 | 0 | 1 | 1 | 1 | 0 | 0 | 0 | 0.51025 | 0.48975
29 | 1 | 0 | 1 | 1 | 1 | 0 | 0 | 0 | 0.51025 | 0.48975
30 | 0 | 1 | 1 | 1 | 1 | 0 | 0 | 0 | 0.51025 | 0.48975
31 | 1 | 1 | 1 | 1 | 1 | 0 | 0 | 0 | 0.51025 | 0.48975
32 | 0 | 0 | 0 | 0 | 0 | 1 | 0 | 0 | 0.51025 | 0.48975
33 | 1 | 0 | 0 | 0 | 0 | 1 | 0 | 0 | 0.51025 | 0.48975
34 | 0 | 1 | 0 | 0 | 0 | 1 | 0 | 0 | 0.51025 | 0.48975
35 | 1 | 1 | 0 | 0 | 0 | 1 | 0 | 0 | 0.51025 | 0.48975
36 | 0 | 0 | 1 | 0 | 0 | 1 | 0 | 0 | 0.51025 | 0.48975
37 | 1 | 0 | 1 | 0 | 0 | 1 | 0 | 0 | 0.51025 | 0.48975
38 | 0 | 1 | 1 | 0 | 0 | 1 | 0 | 0 | 0.51025 | 0.48975
39 | 1 | 1 | 1 | 0 | 0 | 1 | 0 | 0 | 0.51025 | 0.48975
40 | 0 | 0 | 0 | 1 | 0 | 1 | 0 | 0 | 0.51025 | 0.48975
41 | 1 | 0 | 0 | 1 | 0 | 1 | 0 | 0 | 0.51025 | 0.48975
42 | 0 | 1 | 0 | 1 | 0 | 1 | 0 | 0 | 0.51025 | 0.48975
43 | 1 | 1 | 0 | 1 | 0 | 1 | 0 | 0 | 0.51025 | 0.48975
44 | 0 | 0 | 1 | 1 | 0 | 1 | 0 | 0 | 0.51025 | 0.48975
45 | 1 | 0 | 1 | 1 | 0 | 1 | 0 | 0 | 0.51025 | 0.48975
46 | 0 | 1 | 1 | 1 | 0 | 1 | 0 | 0 | 0.51025 | 0.48975
47 | 1 | 1 | 1 | 1 | 0 | 1 | 0 | 0 | 0.51025 | 0.48975
48 | 0 | 0 | 0 | 0 | 1 | 1 | 0 | 0 | 0.51025 | 0.48975
49 | 1 | 0 | 0 | 0 | 1 | 1 | 0 | 0 | 0.51025 | 0.48975
50 | 0 | 1 | 0 | 0 | 1 | 1 | 0 | 0 | 0.51025 | 0.48975
51 | 1 | 1 | 0 | 0 | 1 | 1 | 0 | 0 | 0.51025 | 0.48975
52 | 0 | 0 | 1 | 0 | 1 | 1 | 0 | 0 | 0.51025 | 0.48975
53 | 1 | 0 | 1 | 0 | 1 | 1 | 0 | 0 | 0.51025 | 0.48975
54 | 0 | 1 | 1 | 0 | 1 | 1 | 0 | 0 | 0.51025 | 0.48975
55 | 1 | 1 | 1 | 0 | 1 | 1 | 0 | 0 | 0.51025 | 0.48975
56 | 0 | 0 | 0 | 1 | 1 | 1 | 0 | 0 | 0.51025 | 0.48975
57 | 1 | 0 | 0 | 1 | 1 | 1 | 0 | 0 | 0.51025 | 0.48975
58 | 0 | 1 | 0 | 1 | 1 | 1 | 0 | 0 | 0.51025 | 0.48975
59 | 1 | 1 | 0 | 1 | 1 | 1 | 0 | 0 | 0.51025 | 0.48975
60 | 0 | 0 | 1 | 1 | 1 | 1 | 0 | 0 | 0.51025 | 0.48975
61 | 1 | 0 | 1 | 1 | 1 | 1 | 0 | 0 | 0.51025 | 0.48975
62 | 0 | 1 | 1 | 1 | 1 | 1 | 0 | 0 | 0.51025 | 0.48975
63 | 1 | 1 | 1 | 1 | 1 | 1 | 0 | 0 | 0.51025 | 0.48975
64 | 0 | 0 | 0 | 0 | 0 | 0 | 1 | 0 | 0.51025 | 0.48975
65 | 1 | 0 | 0 | 0 | 0 | 0 | 1 | 0 | 0.51025 | 0.48975
66 | 0 | 1 | 0 | 0 | 0 | 0 | 1 | 0 | 0.51025 | 0.48975
67 | 1 | 1 | 0 | 0 | 0 | 0 | 1 | 0 | 0.51025 | 0.48975
68 | 0 | 0 | 1 | 0 | 0 | 0 | 1 | 0 | 0.51025 | 0.48975
69 | 1 | 0 | 1 | 0 | 0 | 0 | 1 | 0 | 0.51025 | 0.48975
70 | 0 | 1 | 1 | 0 | 0 | 0 | 1 | 0 | 0.51025 | 0.48975
71 | 1 | 1 | 1 | 0 | 0 | 0 | 1 | 0 | 0.51025 | 0.48975
72 | 0 | 0 | 0 | 1 | 0 | 0 | 1 | 0 | 0.51025 | 0.48975
73 | 1 | 0 | 0 | 1 | 0 | 0 | 1 | 0 | 0.51025 | 0.48975
74 | 0 | 1 | 0 | 1 | 0 | 0 | 1 | 0 | 0.51025 | 0.48975
75 | 1 | 1 | 0 | 1 | 0 | 0 | 1 | 0 | 0.51025 | 0.48975
76 | 0 | 0 | 1 | 1 | 0 | 0 | 1 | 0 | 0.51025 | 0.48975
77 | 1 | 0 | 1 | 1 | 0 | 0 | 1 | 0 | 0.51025 | 0.48975
78 | 0 | 1 | 1 | 1 | 0 | 0 | 1 | 0 | 0.51025 | 0.48975
79 | 1 | 1 | 1 | 1 | 0 | 0 | 1 | 0 | 0.51025 | 0.48975
80 | 0 | 0 | 0 | 0 | 1 | 0 | 1 | 0 | 0.51025 | 0.48975
81 | 1 | 0 | 0 | 0 | 1 | 0 | 1 | 0 | 0.51025 | 0.48975
82 | 0 | 1 | 0 | 0 | 1 | 0 | 1 | 0 | 0.51025 | 0.48975
83 | 1 | 1 | 0 | 0 | 1 | 0 | 1 | 0 | 0.51025 | 0.48975
84 | 0 | 0 | 1 | 0 | 1 | 0 | 1 | 0 | 0.51025 | 0.48975
85 | 1 | 0 | 1 | 0 | 1 | 0 | 1 | 0 | 0.51025 | 0.48975
86 | 0 | 1 | 1 | 0 | 1 | 0 | 1 | 0 | 0.51025 | 0.48975
87 | 1 | 1 | 1 | 0 | 1 | 0 | 1 | 0 | 0.51025 | 0.48975
88 | 0 | 0 | 0 | 1 | 1 | 0 | 1 | 0 | 0.51025 | 0.48975
89 | 1 | 0 | 0 | 1 | 1 | 0 | 1 | 0 | 0.51025 | 0.48975
90 | 0 | 1 | 0 | 1 | 1 | 0 | 1 | 0 | 0.51025 | 0.48975
91 | 1 | 1 | 0 | 1 | 1 | 0 | 1 | 0 | 0.51025 | 0.48975
92 | 0 | 0 | 1 | 1 | 1 | 0 | 1 | 0 | 0.51025 | 0.48975
93 | 1 | 0 | 1 | 1 | 1 | 0 | 1 | 0 | 0.51025 | 0.48975
94 | 0 | 1 | 1 | 1 | 1 | 0 | 1 | 0 | 0.51025 | 0.48975
95 | 1 | 1 | 1 | 1 | 1 | 0 | 1 | 0 | 0.51025 | 0.48975
96 | 0 | 0 | 0 | 0 | 0 | 1 | 1 | 0 | 0.51025 | 0.48975
97 | 1 | 0 | 0 | 0 | 0 | 1 | 1 | 0 | 0.51025 | 0.48975
98 | 0 | 1 | 0 | 0 | 0 | 1 | 1 | 0 | 0.51025 | 0.48975
99 | 1 | 1 | 0 | 0 | 0 | 1 | 1 | 0 | 0.51025 | 0.48975
100 | 0 | 0 | 1 | 0 | 0 | 1 | 1 | 0 | 0.51025 | 0.48975
101 | 1 | 0 | 1 | 0 | 0 | 1 | 1 | 0 | 0.51025 | 0.48975
102 | 0 | 1 | 1 | 0 | 0 | 1 | 1 | 0 | 0.51025 | 0.48975
103 | 1 | 1 | 1 | 0 | 0 | 1 | 1 | 0 | 0.51025 | 0.48975
104 | 0 | 0 | 0 | 1 | 0 | 1 | 1 | 0 | 0.51025 | 0.48975
105 | 1 | 0 | 0 | 1 | 0 | 1 | 1 | 0 | 0.51025 | 0.48975
106 | 0 | 1 | 0 | 1 | 0 | 1 | 1 | 0 | 0.51025 | 0.48975
107 | 1 | 1 | 0 | 1 | 0 | 1 | 1 | 0 | 0.51025 | 0.48975
108 | 0 | 0 | 1 | 1 | 0 | 1 | 1 | 0 | 0.51025 | 0.48975
109 | 1 | 0 | 1 | 1 | 0 | 1 | 1 | 0 | 0.51025 | 0.48975
110 | 0 | 1 | 1 | 1 | 0 | 1 | 1 | 0 | 0.51025 | 0.48975
111 | 1 | 1 | 1 | 1 | 0 | 1 | 1 | 0 | 0.51025 | 0.48975
112 | 0 | 0 | 0 | 0 | 1 | 1 | 1 | 0 | 0.51025 | 0.48975
113 | 1 | 0 | 0 | 0 | 1 | 1 | 1 | 0 | 0.51025 | 0.48975
114 | 0 | 1 | 0 | 0 | 1 | 1 | 1 | 0 | 0.51025 | 0.48975
115 | 1 | 1 | 0 | 0 | 1 | 1 | 1 | 0 | 0.51025 | 0.48975
116 | 0 | 0 | 1 | 0 | 1 | 1 | 1 | 0 | 0.51025 | 0.48975
117 | 1 | 0 | 1 | 0 | 1 | 1 | 1 | 0 | 0.51025 | 0.48975
118 | 0 | 1 | 1 | 0 | 1 | 1 | 1 | 0 | 0.51025 | 0.48975
119 | 1 | 1 | 1 | 0 | 1 | 1 | 1 | 0 | 0.51025 | 0.48975
120 | 0 | 0 | 0 | 1 | 1 | 1 | 1 | 0 | 0.51025 | 0.48975
121 | 1 | 0 | 0 | 1 | 1 | 1 | 1 | 0 | 0.51025 | 0.48975
122 | 0 | 1 | 0 | 1 | 1 | 1 | 1 | 0 | 0.51025 | 0.48975
123 | 1 | 1 | 0 | 1 | 1 | 1 | 1 | 0 | 0.51025 | 0.48975
124 | 0 | 0 | 1 | 1 | 1 | 1 | 1 | 0 | 0.51025 | 0.48975
125 | 1 | 0 | 1 | 1 | 1 | 1 | 1 | 0 | 0.51025 | 0.48975
126 | 0 | 1 | 1 | 1 | 1 | 1 | 1 | 0 | 0.51025 | 0.48975
127 | 1 | 1 | 1 | 1 | 1 | 1 | 1 | 0 | 0.51025 | 0.48975
128 | 0 | 0 | 0 | 0 | 0 | 0 | 0 | 1 | 0.51025 | 0.48975
129 | 1 | 0 | 0 | 0 | 0 | 0 | 0 | 1 | 0.51025 | 0.48975
130 | 0 | 1 | 0 | 0 | 0 | 0 | 0 | 1 | 0.51025 | 0.48975
131 | 1 | 1 | 0 | 0 | 0 | 0 | 0 | 1 | 0.51025 | 0.48975
132 | 0 | 0 | 1 | 0 | 0 | 0 | 0 | 1 | 0.51025 | 0.48975
133 | 1 | 0 | 1 | 0 | 0 | 0 | 0 | 1 | 0.51025 | 0.48975
134 | 0 | 1 | 1 | 0 | 0 | 0 | 0 | 1 | 0.51025 | 0.48975
135 | 1 | 1 | 1 | 0 | 0 | 0 | 0 | 1 | 0.51025 | 0.48975
136 | 0 | 0 | 0 | 1 | 0 | 0 | 0 | 1 | 0.51025 | 0.48975
137 | 1 | 0 | 0 | 1 | 0 | 0 | 0 | 1 | 0.51025 | 0.48975
138 | 0 | 1 | 0 | 1 | 0 | 0 | 0 | 1 | 0.51025 | 0.48975
139 | 1 | 1 | 0 | 1 | 0 | 0 | 0 | 1 | 0.51025 | 0.48975
140 | 0 | 0 | 1 | 1 | 0 | 0 | 0 | 1 | 0.51025 | 0.48975
141 | 1 | 0 | 1 | 1 | 0 | 0 | 0 | 1 | 0.51025 | 0.48975
142 | 0 | 1 | 1 | 1 | 0 | 0 | 0 | 1 | 0.51025 | 0.48975
143 | 1 | 1 | 1 | 1 | 0 | 0 | 0 | 1 | 0.51025 | 0.48975
144 | 0 | 0 | 0 | 0 | 1 | 0 | 0 | 1 | 0.51025 | 0.48975
145 | 1 | 0 | 0 | 0 | 1 | 0 | 0 | 1 | 0.51025 | 0.48975
146 | 0 | 1 | 0 | 0 | 1 | 0 | 0 | 1 | 0.51025 | 0.48975
147 | 1 | 1 | 0 | 0 | 1 | 0 | 0 | 1 | 0.51025 | 0.48975
148 | 0 | 0 | 1 | 0 | 1 | 0 | 0 | 1 | 0.51025 | 0.48975
149 | 1 | 0 | 1 | 0 | 1 | 0 | 0 | 1 | 0.51025 | 0.48975
150 | 0 | 1 | 1 | 0 | 1 | 0 | 0 | 1 | 0.51025 | 0.48975
151 | 1 | 1 | 1 | 0 | 1 | 0 | 0 | 1 | 0.51025 | 0.48975
152 | 0 | 0 | 0 | 1 | 1 | 0 | 0 | 1 | 0.51025 | 0.48975
153 | 1 | 0 | 0 | 1 | 1 | 0 | 0 | 1 | 0.51025 | 0.48975
154 | 0 | 1 | 0 | 1 | 1 | 0 | 0 | 1 | 0.51025 | 0.48975
155 | 1 | 1 | 0 | 1 | 1 | 0 | 0 | 1 | 0.51025 | 0.48975
156 | 0 | 0 | 1 | 1 | 1 | 0 | 0 | 1 | 0.51025 | 0.48975
157 | 1 | 0 | 1 | 1 | 1 | 0 | 0 | 1 | 0.51025 | 0.48975
158 | 0 | 1 | 1 | 1 | 1 | 0 | 0 | 1 | 0.51025 | 0.48975
159 | 1 | 1 | 1 | 1 | 1 | 0 | 0 | 1 | 0.51025 | 0.48975
160 | 0 | 0 | 0 | 0 | 0 | 1 | 0 | 1 | 0.51025 | 0.48975
161 | 1 | 0 | 0 | 0 | 0 | 1 | 0 | 1 | 0.51025 | 0.48975
162 | 0 | 1 | 0 | 0 | 0 | 1 | 0 | 1 | 0.51025 | 0.48975
163 | 1 | 1 | 0 | 0 | 0 | 1 | 0 | 1 | 0.51025 | 0.48975
164 | 0 | 0 | 1 | 0 | 0 | 1 | 0 | 1 | 0.51025 | 0.48975
165 | 1 | 0 | 1 | 0 | 0 | 1 | 0 | 1 | 0.51025 | 0.48975
166 | 0 | 1 | 1 | 0 | 0 | 1 | 0 | 1 | 0.51025 | 0.48975
167 | 1 | 1 | 1 | 0 | 0 | 1 | 0 | 1 | 0.51025 | 0.48975
168 | 0 | 0 | 0 | 1 | 0 | 1 | 0 | 1 | 0.51025 | 0.48975
169 | 1 | 0 | 0 | 1 | 0 | 1 | 0 | 1 | 0.51025 | 0.48975
170 | 0 | 1 | 0 | 1 | 0 | 1 | 0 | 1 | 0.51025 | 0.48975
171 | 1 | 1 | 0 | 1 | 0 | 1 | 0 | 1 | 0.51025 | 0.48975
172 | 0 | 0 | 1 | 1 | 0 | 1 | 0 | 1 | 0.51025 | 0.48975
173 | 1 | 0 | 1 | 1 | 0 | 1 | 0 | 1 | 0.51025 | 0.48975
174 | 0 | 1 | 1 | 1 | 0 | 1 | 0 | 1 | 0.51025 | 0.48975
175 | 1 | 1 | 1 | 1 | 0 | 1 | 0 | 1 | 0.51025 | 0.48975
176 | 0 | 0 | 0 | 0 | 1 | 1 | 0 | 1 | 0.51025 | 0.48975
177 | 1 | 0 | 0 | 0 | 1 | 1 | 0 | 1 | 0.51025 | 0.48975
178 | 0 | 1 | 0 | 0 | 1 | 1 | 0 | 1 | 0.51025 | 0.48975
179 | 1 | 1 | 0 | 0 | 1 | 1 | 0 | 1 | 0.51025 | 0.48975
180 | 0 | 0 | 1 | 0 | 1 | 1 | 0 | 1 | 0.51025 | 0.48975
181 | 1 | 0 | 1 | 0 | 1 | 1 | 0 | 1 | 0.51025 | 0.48975
182 | 0 | 1 | 1 | 0 | 1 | 1 | 0 | 1 | 0.51025 | 0.48975
183 | 1 | 1 | 1 | 0 | 1 | 1 | 0 | 1 | 0.51025 | 0.48975
184 | 0 | 0 | 0 | 1 | 1 | 1 | 0 | 1 | 0.51025 | 0.48975
185 | 1 | 0 | 0 | 1 | 1 | 1 | 0 | 1 | 0.51025 | 0.48975
186 | 0 | 1 | 0 | 1 | 1 | 1 | 0 | 1 | 0.51025 | 0.48975
187 | 1 | 1 | 0 | 1 | 1 | 1 | 0 | 1 | 0.51025 | 0.48975
188 | 0 | 0 | 1 | 1 | 1 | 1 | 0 | 1 | 0.51025 | 0.48975
189 | 1 | 0 | 1 | 1 | 1 | 1 | 0 | 1 | 0.51025 | 0.48975
190 | 0 | 1 | 1 | 1 | 1 | 1 | 0 | 1 | 0.51025 | 0.48975
191 | 1 | 1 | 1 | 1 | 1 | 1 | 0 | 1 | 0.51025 | 0.48975
192 | 0 | 0 | 0 | 0 | 0 | 0 | 1 | 1 | 0.51025 | 0.48975
193 | 1 | 0 | 0 | 0 | 0 | 0 | 1 | 1 | 0.51025 | 0.48975
194 | 0 | 1 | 0 | 0 | 0 | 0 | 1 | 1 | 0.51025 | 0.48975
195 | 1 | 1 | 0 | 0 | 0 | 0 | 1 | 1 | 0.51025 | 0.48975
196 | 0 | 0 | 1 | 0 | 0 | 0 | 1 | 1 | 0.51025 | 0.48975
197 | 1 | 0 | 1 | 0 | 0 | 0 | 1 | 1 | 0.51025 | 0.48975
198 | 0 | 1 | 1 | 0 | 0 | 0 | 1 | 1 | 0.51025 | 0.48975
199 | 1 | 1 | 1 | 0 | 0 | 0 | 1 | 1 | 0.51025 | 0.48975
200 | 0 | 0 | 0 | 1 | 0 | 0 | 1 | 1 | 0.51025 | 0.48975
201 | 1 | 0 | 0 | 1 | 0 | 0 | 1 | 1 | 0.51025 | 0.48975
202 | 0 | 1 | 0 | 1 | 0 | 0 | 1 | 1 | 0.51025 | 0.48975
203 | 1 | 1 | 0 | 1 | 0 | 0 | 1 | 1 | 0.51025 | 0.48975
204 | 0 | 0 | 1 | 1 | 0 | 0 | 1 | 1 | 0.51025 | 0.48975
205 | 1 | 0 | 1 | 1 | 0 | 0 | 1 | 1 | 0.51025 | 0.48975
206 | 0 | 1 | 1 | 1 | 0 | 0 | 1 | 1 | 0.51025 | 0.48975
207 | 1 | 1 | 1 | 1 | 0 | 0 | 1 | 1 | 0.51025 | 0.48975
208 | 0 | 0 | 0 | 0 | 1 | 0 | 1 | 1 | 0.51025 | 0.48975
209 | 1 | 0 | 0 | 0 | 1 | 0 | 1 | 1 | 0.51025 | 0.48975
210 | 0 | 1 | 0 | 0 | 1 | 0 | 1 | 1 | 0.51025 | 0.48975
211 | 1 | 1 | 0 | 0 | 1 | 0 | 1 | 1 | 0.51025 | 0.48975
212 | 0 | 0 | 1 | 0 | 1 | 0 | 1 | 1 | 0.51025 | 0.48975
213 | 1 | 0 | 1 | 0 | 1 | 0 | 1 | 1 | 0.51025 | 0.48975
214 | 0 | 1 | 1 | 0 | 1 | 0 | 1 | 1 | 0.51025 | 0.48975
215 | 1 | 1 | 1 | 0 | 1 | 0 | 1 | 1 | 0.5075 | 0.4925
216 | 0 | 0 | 0 | 1 | 1 | 0 | 1 | 1 | 0.51025 | 0.48975
217 | 1 | 0 | 0 | 1 | 1 | 0 | 1 | 1 | 0.51025 | 0.48975
218 | 0 | 1 | 0 | 1 | 1 | 0 | 1 | 1 | 0.51025 | 0.48975
219 | 1 | 1 | 0 | 1 | 1 | 0 | 1 | 1 | 0.51025 | 0.48975
220 | 0 | 0 | 1 | 1 | 1 | 0 | 1 | 1 | 0.51025 | 0.48975
221 | 1 | 0 | 1 | 1 | 1 | 0 | 1 | 1 | 0.51025 | 0.48975
222 | 0 | 1 | 1 | 1 | 1 | 0 | 1 | 1 | 0.18769 | 0.81231
223 | 1 | 1 | 1 | 1 | 1 | 0 | 1 | 1 | 0.044374 | 0.95563
224 | 0 | 0 | 0 | 0 | 0 | 1 | 1 | 1 | 0.51025 | 0.48975
225 | 1 | 0 | 0 | 0 | 0 | 1 | 1 | 1 | 0.51025 | 0.48975
226 | 0 | 1 | 0 | 0 | 0 | 1 | 1 | 1 | 0.51025 | 0.48975
227 | 1 | 1 | 0 | 0 | 0 | 1 | 1 | 1 | 0.51025 | 0.48975
228 | 0 | 0 | 1 | 0 | 0 | 1 | 1 | 1 | 0.51025 | 0.48975
229 | 1 | 0 | 1 | 0 | 0 | 1 | 1 | 1 | 0.51025 | 0.48975
230 | 0 | 1 | 1 | 0 | 0 | 1 | 1 | 1 | 0.51025 | 0.48975
231 | 1 | 1 | 1 | 0 | 0 | 1 | 1 | 1 | 0.51025 | 0.48975
232 | 0 | 0 | 0 | 1 | 0 | 1 | 1 | 1 | 0.51025 | 0.48975
233 | 1 | 0 | 0 | 1 | 0 | 1 | 1 | 1 | 0.51025 | 0.48975
234 | 0 | 1 | 0 | 1 | 0 | 1 | 1 | 1 | 0.51025 | 0.48975
235 | 1 | 1 | 0 | 1 | 0 | 1 | 1 | 1 | 0.51025 | 0.48975
236 | 0 | 0 | 1 | 1 | 0 | 1 | 1 | 1 | 0.51025 | 0.48975
237 | 1 | 0 | 1 | 1 | 0 | 1 | 1 | 1 | 0.51025 | 0.48975
238 | 0 | 1 | 1 | 1 | 0 | 1 | 1 | 1 | 0.51025 | 0.48975
239 | 1 | 1 | 1 | 1 | 0 | 1 | 1 | 1 | 0.51025 | 0.48975
240 | 0 | 0 | 0 | 0 | 1 | 1 | 1 | 1 | 0.51025 | 0.48975
241 | 1 | 0 | 0 | 0 | 1 | 1 | 1 | 1 | 0.51025 | 0.48975
242 | 0 | 1 | 0 | 0 | 1 | 1 | 1 | 1 | 0.51025 | 0.48975
243 | 1 | 1 | 0 | 0 | 1 | 1 | 1 | 1 | 0.51025 | 0.48975
244 | 0 | 0 | 1 | 0 | 1 | 1 | 1 | 1 | 0.51025 | 0.48975
245 | 1 | 0 | 1 | 0 | 1 | 1 | 1 | 1 | 0.51025 | 0.48975
246 | 0 | 1 | 1 | 0 | 1 | 1 | 1 | 1 | 0.51025 | 0.48975
247 | 1 | 1 | 1 | 0 | 1 | 1 | 1 | 1 | 0.40627 | 0.59373
248 | 0 | 0 | 0 | 1 | 1 | 1 | 1 | 1 | 0.51025 | 0.48975
249 | 1 | 0 | 0 | 1 | 1 | 1 | 1 | 1 | 0.51025 | 0.48975
250 | 0 | 1 | 0 | 1 | 1 | 1 | 1 | 1 | 0.51025 | 0.48975
251 | 1 | 1 | 0 | 1 | 1 | 1 | 1 | 1 | 0.40985 | 0.59015
252 | 0 | 0 | 1 | 1 | 1 | 1 | 1 | 1 | 0.51025 | 0.48975
253 | 1 | 0 | 1 | 1 | 1 | 1 | 1 | 1 | 0.51025 | 0.48975
254 | 0 | 1 | 1 | 1 | 1 | 1 | 1 | 1 | 0.15156 | 0.84844
255 | 1 | 1 | 1 | 1 | 1 | 1 | 1 | 1 | 0.027057 | 0.97294

## 7 Falling topside components
| 7: RNA structural | 7: tower structural | P(7: Falling topside components = True) | P(7: Falling topside components = False)
0 | 0 | 0 | 0.037463 | 0.96254
1 | 1 | 0 | 0.026973 | 0.97303
2 | 0 | 1 | 0.015363 | 0.98464
3 | 1 | 1 | 0.0065816 | 0.99342

## 7 Large hydrostatic offset
| 7: ballast system failure | P(7: Large hydrostatic offset = True) | P(7: Large hydrostatic offset = False)
0 | 0 | 0.000505 | 0.9995
1 | 1 | 0.000995 | 0.99901

## 8 Excess mooring loads
| 8: Capsize | 8: Mooring -mooring clashing | 8: Change in mooring profile | 9: Shared line nonfunctional | 8: clump weights or floats | P(8: Excess mooring loads = True) | P(8: Excess mooring loads = False)
0 | 0 | 0 | 0 | 0 | 0 | 0.50687 | 0.49312
1 | 1 | 0 | 0 | 0 | 0 | 0.50687 | 0.49312
2 | 0 | 1 | 0 | 0 | 0 | 0.50688 | 0.49312
3 | 1 | 1 | 0 | 0 | 0 | 0.50687 | 0.49312
4 | 0 | 0 | 1 | 0 | 0 | 0.50687 | 0.49312
5 | 1 | 0 | 1 | 0 | 0 | 0.50687 | 0.49312
6 | 0 | 1 | 1 | 0 | 0 | 0.50687 | 0.49312
7 | 1 | 1 | 1 | 0 | 0 | 0.50688 | 0.49312
8 | 0 | 0 | 0 | 1 | 0 | 0.50687 | 0.49312
9 | 1 | 0 | 0 | 1 | 0 | 0.50687 | 0.49312
10 | 0 | 1 | 0 | 1 | 0 | 0.50687 | 0.49312
11 | 1 | 1 | 0 | 1 | 0 | 0.50688 | 0.49312
12 | 0 | 0 | 1 | 1 | 0 | 0.50687 | 0.49312
13 | 1 | 0 | 1 | 1 | 0 | 0.50687 | 0.49312
14 | 0 | 1 | 1 | 1 | 0 | 0.50688 | 0.49312
15 | 1 | 1 | 1 | 1 | 0 | 0.47483 | 0.52517
16 | 0 | 0 | 0 | 0 | 1 | 0.50687 | 0.49312
17 | 1 | 0 | 0 | 0 | 1 | 0.50687 | 0.49312
18 | 0 | 1 | 0 | 0 | 1 | 0.50687 | 0.49312
19 | 1 | 1 | 0 | 0 | 1 | 0.50687 | 0.49312
20 | 0 | 0 | 1 | 0 | 1 | 0.50687 | 0.49312
21 | 1 | 0 | 1 | 0 | 1 | 0.50687 | 0.49312
22 | 0 | 1 | 1 | 0 | 1 | 0.50687 | 0.49312
23 | 1 | 1 | 1 | 0 | 1 | 0.50688 | 0.49312
24 | 0 | 0 | 0 | 1 | 1 | 0.50687 | 0.49312
25 | 1 | 0 | 0 | 1 | 1 | 0.50687 | 0.49312
26 | 0 | 1 | 0 | 1 | 1 | 0.50687 | 0.49312
27 | 1 | 1 | 0 | 1 | 1 | 0.50687 | 0.49312
28 | 0 | 0 | 1 | 1 | 1 | 0.50688 | 0.49312
29 | 1 | 0 | 1 | 1 | 1 | 0.26416 | 0.73584
30 | 0 | 1 | 1 | 1 | 1 | 0.50688 | 0.49312
31 | 1 | 1 | 1 | 1 | 1 | 0.014099 | 0.9859

## 8 Anchor dragging
| 8: Excess anchor load | P(8: Anchor dragging = True) | P(8: Anchor dragging = False)
0 | 0 | 0.0069695 | 0.99303
1 | 1 | 0.013655 | 0.98634

## 7 Turbine parked
| 7: Incorrect turbine operation | 7: Array cable disconnect | 7: Substation /grid interruption | 7: generator & gearbox | 7: turbine controls | P(7: Turbine parked = True) | P(7: Turbine parked = False)
0 | 0 | 0 | 0 | 0 | 0 | 0.50875 | 0.49125
1 | 1 | 0 | 0 | 0 | 0 | 0.50875 | 0.49125
2 | 0 | 1 | 0 | 0 | 0 | 0.50875 | 0.49125
3 | 1 | 1 | 0 | 0 | 0 | 0.50875 | 0.49125
4 | 0 | 0 | 1 | 0 | 0 | 0.50875 | 0.49125
5 | 1 | 0 | 1 | 0 | 0 | 0.50875 | 0.49125
6 | 0 | 1 | 1 | 0 | 0 | 0.50875 | 0.49125
7 | 1 | 1 | 1 | 0 | 0 | 0.04881 | 0.95119
8 | 0 | 0 | 0 | 1 | 0 | 0.50875 | 0.49125
9 | 1 | 0 | 0 | 1 | 0 | 0.50875 | 0.49125
10 | 0 | 1 | 0 | 1 | 0 | 0.50875 | 0.49125
11 | 1 | 1 | 0 | 1 | 0 | 0.50875 | 0.49125
12 | 0 | 0 | 1 | 1 | 0 | 0.50875 | 0.49125
13 | 1 | 0 | 1 | 1 | 0 | 0.50875 | 0.49125
14 | 0 | 1 | 1 | 1 | 0 | 0.50875 | 0.49125
15 | 1 | 1 | 1 | 1 | 0 | 0.027698 | 0.9723
16 | 0 | 0 | 0 | 0 | 1 | 0.50875 | 0.49125
17 | 1 | 0 | 0 | 0 | 1 | 0.50875 | 0.49125
18 | 0 | 1 | 0 | 0 | 1 | 0.50875 | 0.49125
19 | 1 | 1 | 0 | 0 | 1 | 0.50875 | 0.49125
20 | 0 | 0 | 1 | 0 | 1 | 0.50875 | 0.49125
21 | 1 | 0 | 1 | 0 | 1 | 0.50875 | 0.49125
22 | 0 | 1 | 1 | 0 | 1 | 0.50875 | 0.49125
23 | 1 | 1 | 1 | 0 | 1 | 0.051196 | 0.9488
24 | 0 | 0 | 0 | 1 | 1 | 0.50875 | 0.49125
25 | 1 | 0 | 0 | 1 | 1 | 0.50875 | 0.49125
26 | 0 | 1 | 0 | 1 | 1 | 0.50875 | 0.49125
27 | 1 | 1 | 0 | 1 | 1 | 0.50875 | 0.49125
28 | 0 | 0 | 1 | 1 | 1 | 0.50875 | 0.49125
29 | 1 | 0 | 1 | 1 | 1 | 0.50875 | 0.49125
30 | 0 | 1 | 1 | 1 | 1 | 0.50875 | 0.49125
31 | 1 | 1 | 1 | 1 | 1 | 0.031297 | 0.9687

## 7 Compromised stability
| P(7: Compromised stability = True) | P(7: Compromised stability = False)
0 | 0.001 | 0.999

## 7 platform (structural)
| 7: Increased turbine loads | P(7: platform (structural) = True) | P(7: platform (structural) = False)
0 | 0 | 0.0050975 | 0.9949
1 | 1 | 0.0099025 | 0.9901

## 7 platform (watertight)
| P(7: platform (watertight) = True) | P(7: platform (watertight) = False)
0 | 0.01 | 0.99

## 7 dynamic cable
| P(7: dynamic cable = True) | P(7: dynamic cable = False)
0 | 0.025 | 0.975

## 7 static cable
| P(7: static cable = True) | P(7: static cable = False)
0 | 0.025 | 0.975

## 7 terminations
| P(7: terminations = True) | P(7: terminations = False)
0 | 0.025 | 0.975

## 7 offshore joints
| P(7: offshore joints = True) | P(7: offshore joints = False)
0 | 0.105 | 0.895

## 8 Drift off station
| 9: Vessel or Aircraft Collision | 8: Mooring line nonfunctional | 9: Excessive load on cable | P(8: Drift off station = True) | P(8: Drift off station = False)
0 | 0 | 0 | 0 | 0.14239 | 0.85761
1 | 1 | 0 | 0 | 0.072255 | 0.92774
2 | 0 | 1 | 0 | 0.072918 | 0.92708
3 | 1 | 1 | 0 | 0.025142 | 0.97486
4 | 0 | 0 | 1 | 0.073649 | 0.92635
5 | 1 | 0 | 1 | 0.037492 | 0.96251
6 | 0 | 1 | 1 | 0.037834 | 0.96217
7 | 1 | 1 | 1 | 0.0010157 | 0.99898

## 8 chain
| 8: Falling topside components | 8: Large hydrostatic offset | P(8: chain = True) | P(8: chain = False)
0 | 0 | 0 | 0.5075 | 0.4925
1 | 1 | 0 | 0.5075 | 0.4925
2 | 0 | 1 | 0.5075 | 0.4925
3 | 1 | 1 | 0.015045 | 0.98495

## 8 synthetic rope
| P(8: synthetic rope = True) | P(8: synthetic rope = False)
0 | 0.0155 | 0.9845

## 8 wire rope
| P(8: wire rope = True) | P(8: wire rope = False)
0 | 0.015 | 0.985

## 8 connectors
| P(8: connectors = True) | P(8: connectors = False)
0 | 0.0155 | 0.9845

## 8 single anchor
| P(8: single anchor = True) | P(8: single anchor = False)
0 | 0.0155 | 0.9845

## 9 shared anchor
| 9: Excess mooring loads | 9: Anchor dragging | P(9: shared anchor = True) | P(9: shared anchor = False)
0 | 0 | 0 | 0.5075 | 0.4925
1 | 1 | 0 | 0.5075 | 0.4925
2 | 0 | 1 | 0.5075 | 0.4925
3 | 1 | 1 | 0.015157 | 0.98484

## 8 Excess dynamics
| 8: Turbine parked | 8: Compromised stability | P(8: Excess dynamics = True) | P(8: Excess dynamics = False)
0 | 0 | 0 | 0.54659 | 0.45341
1 | 1 | 0 | 0.54659 | 0.45341
2 | 0 | 1 | 0.54659 | 0.45341
3 | 1 | 1 | 0.094039 | 0.90596

## 8 Sink
| 8: platform (structural) | 8: platform (watertight) | P(8: Sink = True) | P(8: Sink = False)
0 | 0 | 0 | 0.09951 | 0.90049
1 | 1 | 0 | 0.050751 | 0.94925
2 | 0 | 1 | 0.050751 | 0.94925
3 | 1 | 1 | 0.0010076 | 0.99899

## 8 Mooring -cable clashing
| P(8: Mooring -cable clashing = True) | P(8: Mooring -cable clashing = False)
0 | 0.033968 | 0.96603

## 8 Anchor -cable clashing
| P(8: Anchor -cable clashing = True) | P(8: Anchor -cable clashing = False)
0 | 0.033968 | 0.96603

## 8 Change in cable profile
| 8: dynamic cable | 8: static cable | 8: terminations | 8: offshore joints | P(8: Change in cable profile = True) | P(8: Change in cable profile = False)
0 | 0 | 0 | 0 | 0 | 0.51025 | 0.48975
1 | 1 | 0 | 0 | 0 | 0.51025 | 0.48975
2 | 0 | 1 | 0 | 0 | 0.51025 | 0.48975
3 | 1 | 1 | 0 | 0 | 0.51025 | 0.48975
4 | 0 | 0 | 1 | 0 | 0.51025 | 0.48975
5 | 1 | 0 | 1 | 0 | 0.51025 | 0.48975
6 | 0 | 1 | 1 | 0 | 0.51025 | 0.48975
7 | 1 | 1 | 1 | 0 | 0.11033 | 0.88967
8 | 0 | 0 | 0 | 1 | 0.51025 | 0.48975
9 | 1 | 0 | 0 | 1 | 0.51025 | 0.48975
10 | 0 | 1 | 0 | 1 | 0.51025 | 0.48975
11 | 1 | 1 | 0 | 1 | 0.45117 | 0.54883
12 | 0 | 0 | 1 | 1 | 0.51025 | 0.48975
13 | 1 | 0 | 1 | 1 | 0.45399 | 0.54601
14 | 0 | 1 | 1 | 1 | 0.45399 | 0.54601
15 | 1 | 1 | 1 | 1 | 0.021991 | 0.97801

## 8 buoyancy modules
| P(8: buoyancy modules = True) | P(8: buoyancy modules = False)
0 | 0.33 | 0.67

## 8 tether & anchor systems
| P(8: tether & anchor systems = True) | P(8: tether & anchor systems = False)
0 | 0.025 | 0.975

## 8 cable protection system
| P(8: cable protection system = True) | P(8: cable protection system = False)
0 | 0.025 | 0.975

## 7 RNA structural
| P(7: RNA structural = True) | P(7: RNA structural = False)
0 | 0.233 | 0.767

## 7 tower structural
| P(7: tower structural = True) | P(7: tower structural = False)
0 | 0.1285 | 0.8715

## 7 ballast system failure
| P(7: ballast system failure = True) | P(7: ballast system failure = False)
0 | 0.01 | 0.99

## 8 Capsize
| P(8: Capsize = True) | P(8: Capsize = False)
0 | 0.001 | 0.999

## 8 Mooring -mooring clashing
| 9: Drift off station | P(8: Mooring -mooring clashing = True) | P(8: Mooring -mooring clashing = False)
0 | 0 | 0.00051366 | 0.99949
1 | 1 | 0.027297 | 0.9727

## 8 Change in mooring profile
| P(8: Change in mooring profile = True) | P(8: Change in mooring profile = False)
0 | 0.01375 | 0.98625

## 9 Shared line nonfunctional
| 9: chain | 9: synthetic rope | 9: wire rope | 9: connectors | 9: single anchor | P(9: Shared line nonfunctional = True) | P(9: Shared line nonfunctional = False)
0 | 0 | 0 | 0 | 0 | 0 | 0.50687 | 0.49312
1 | 1 | 0 | 0 | 0 | 0 | 0.50688 | 0.49312
2 | 0 | 1 | 0 | 0 | 0 | 0.50687 | 0.49312
3 | 1 | 1 | 0 | 0 | 0 | 0.50688 | 0.49312
4 | 0 | 0 | 1 | 0 | 0 | 0.50688 | 0.49312
5 | 1 | 0 | 1 | 0 | 0 | 0.50687 | 0.49312
6 | 0 | 1 | 1 | 0 | 0 | 0.50687 | 0.49312
7 | 1 | 1 | 1 | 0 | 0 | 0.50687 | 0.49312
8 | 0 | 0 | 0 | 1 | 0 | 0.50688 | 0.49312
9 | 1 | 0 | 0 | 1 | 0 | 0.50688 | 0.49312
10 | 0 | 1 | 0 | 1 | 0 | 0.50687 | 0.49312
11 | 1 | 1 | 0 | 1 | 0 | 0.50687 | 0.49312
12 | 0 | 0 | 1 | 1 | 0 | 0.50687 | 0.49312
13 | 1 | 0 | 1 | 1 | 0 | 0.50687 | 0.49312
14 | 0 | 1 | 1 | 1 | 0 | 0.50687 | 0.49312
15 | 1 | 1 | 1 | 1 | 0 | 0.45895 | 0.54105
16 | 0 | 0 | 0 | 0 | 1 | 0.50688 | 0.49312
17 | 1 | 0 | 0 | 0 | 1 | 0.50688 | 0.49312
18 | 0 | 1 | 0 | 0 | 1 | 0.50687 | 0.49312
19 | 1 | 1 | 0 | 0 | 1 | 0.50687 | 0.49312
20 | 0 | 0 | 1 | 0 | 1 | 0.50687 | 0.49312
21 | 1 | 0 | 1 | 0 | 1 | 0.50687 | 0.49312
22 | 0 | 1 | 1 | 0 | 1 | 0.50687 | 0.49312
23 | 1 | 1 | 1 | 0 | 1 | 0.46074 | 0.53926
24 | 0 | 0 | 0 | 1 | 1 | 0.50688 | 0.49312
25 | 1 | 0 | 0 | 1 | 1 | 0.50687 | 0.49312
26 | 0 | 1 | 0 | 1 | 1 | 0.50687 | 0.49312
27 | 1 | 1 | 0 | 1 | 1 | 0.47778 | 0.52222
28 | 0 | 0 | 1 | 1 | 1 | 0.50687 | 0.49312
29 | 1 | 0 | 1 | 1 | 1 | 0.46421 | 0.53579
30 | 0 | 1 | 1 | 1 | 1 | 0.47958 | 0.52042
31 | 1 | 1 | 1 | 1 | 1 | 0.014075 | 0.98592

## 8 clump weights or floats
| P(8: clump weights or floats = True) | P(8: clump weights or floats = False)
0 | 0.015 | 0.985

## 8 Excess anchor load
| P(8: Excess anchor load = True) | P(8: Excess anchor load = False)
0 | 0.01375 | 0.98625

## 7 Incorrect turbine operation
| P(7: Incorrect turbine operation = True) | P(7: Incorrect turbine operation = False)
0 | 0.0195 | 0.9805

## 7 Array cable disconnect
| P(7: Array cable disconnect = True) | P(7: Array cable disconnect = False)
0 | 0.02 | 0.98

## 7 Substation or grid interrupt
| P(7: Substation /grid interruption = True) | P(7: Substation /grid interruption = False)
0 | 0.01 | 0.99

## 7 generator & gearbox
| P(7: generator & gearbox = True) | P(7: generator & gearbox = False)
0 | 0.288 | 0.712

## 7 turbine controls
| P(7: turbine controls = True) | P(7: turbine controls = False)
0 | 0.54337 | 0.45663

## 7 Increased turbine loads
| P(7: Increased turbine loads = True) | P(7: Increased turbine loads = False)
0 | 0.0195 | 0.9805

## 9 Vessel or Aircraft Collision
| P(9: Vessel or Aircraft Collision = True) | P(9: Vessel or Aircraft Collision = False)
0 | 0.013625 | 0.98638

## 8 Mooring line nonfunctional
| P(8: Mooring line nonfunctional = True) | P(8: Mooring line nonfunctional = False)
0 | 0.01375 | 0.98625

## 9 Excessive load on cable
| 9: Excess dynamics | 9: Sink | 9: Mooring -cable clashing | 9: Anchor -cable clashing | 9: Change in cable profile | 9: buoyancy modules | 9: tether & anchor systems | 9: cable protection system | P(9: Excessive load on cable = True) | P(9: Excessive load on cable = False)
0 | 0 | 0 | 0 | 0 | 0 | 0 | 0 | 0 | 0.51025 | 0.48975
1 | 1 | 0 | 0 | 0 | 0 | 0 | 0 | 0 | 0.51025 | 0.48975
2 | 0 | 1 | 0 | 0 | 0 | 0 | 0 | 0 | 0.51025 | 0.48975
3 | 1 | 1 | 0 | 0 | 0 | 0 | 0 | 0 | 0.51025 | 0.48975
4 | 0 | 0 | 1 | 0 | 0 | 0 | 0 | 0 | 0.51025 | 0.48975
5 | 1 | 0 | 1 | 0 | 0 | 0 | 0 | 0 | 0.51025 | 0.48975
6 | 0 | 1 | 1 | 0 | 0 | 0 | 0 | 0 | 0.51025 | 0.48975
7 | 1 | 1 | 1 | 0 | 0 | 0 | 0 | 0 | 0.51025 | 0.48975
8 | 0 | 0 | 0 | 1 | 0 | 0 | 0 | 0 | 0.51025 | 0.48975
9 | 1 | 0 | 0 | 1 | 0 | 0 | 0 | 0 | 0.51025 | 0.48975
10 | 0 | 1 | 0 | 1 | 0 | 0 | 0 | 0 | 0.51025 | 0.48975
11 | 1 | 1 | 0 | 1 | 0 | 0 | 0 | 0 | 0.51025 | 0.48975
12 | 0 | 0 | 1 | 1 | 0 | 0 | 0 | 0 | 0.51025 | 0.48975
13 | 1 | 0 | 1 | 1 | 0 | 0 | 0 | 0 | 0.51025 | 0.48975
14 | 0 | 1 | 1 | 1 | 0 | 0 | 0 | 0 | 0.51025 | 0.48975
15 | 1 | 1 | 1 | 1 | 0 | 0 | 0 | 0 | 0.51025 | 0.48975
16 | 0 | 0 | 0 | 0 | 1 | 0 | 0 | 0 | 0.51025 | 0.48975
17 | 1 | 0 | 0 | 0 | 1 | 0 | 0 | 0 | 0.51025 | 0.48975
18 | 0 | 1 | 0 | 0 | 1 | 0 | 0 | 0 | 0.51025 | 0.48975
19 | 1 | 1 | 0 | 0 | 1 | 0 | 0 | 0 | 0.51025 | 0.48975
20 | 0 | 0 | 1 | 0 | 1 | 0 | 0 | 0 | 0.51025 | 0.48975
21 | 1 | 0 | 1 | 0 | 1 | 0 | 0 | 0 | 0.51025 | 0.48975
22 | 0 | 1 | 1 | 0 | 1 | 0 | 0 | 0 | 0.51025 | 0.48975
23 | 1 | 1 | 1 | 0 | 1 | 0 | 0 | 0 | 0.51025 | 0.48975
24 | 0 | 0 | 0 | 1 | 1 | 0 | 0 | 0 | 0.51025 | 0.48975
25 | 1 | 0 | 0 | 1 | 1 | 0 | 0 | 0 | 0.51025 | 0.48975
26 | 0 | 1 | 0 | 1 | 1 | 0 | 0 | 0 | 0.51025 | 0.48975
27 | 1 | 1 | 0 | 1 | 1 | 0 | 0 | 0 | 0.51025 | 0.48975
28 | 0 | 0 | 1 | 1 | 1 | 0 | 0 | 0 | 0.51025 | 0.48975
29 | 1 | 0 | 1 | 1 | 1 | 0 | 0 | 0 | 0.51025 | 0.48975
30 | 0 | 1 | 1 | 1 | 1 | 0 | 0 | 0 | 0.51025 | 0.48975
31 | 1 | 1 | 1 | 1 | 1 | 0 | 0 | 0 | 0.51025 | 0.48975
32 | 0 | 0 | 0 | 0 | 0 | 1 | 0 | 0 | 0.51025 | 0.48975
33 | 1 | 0 | 0 | 0 | 0 | 1 | 0 | 0 | 0.51025 | 0.48975
34 | 0 | 1 | 0 | 0 | 0 | 1 | 0 | 0 | 0.51025 | 0.48975
35 | 1 | 1 | 0 | 0 | 0 | 1 | 0 | 0 | 0.51025 | 0.48975
36 | 0 | 0 | 1 | 0 | 0 | 1 | 0 | 0 | 0.51025 | 0.48975
37 | 1 | 0 | 1 | 0 | 0 | 1 | 0 | 0 | 0.51025 | 0.48975
38 | 0 | 1 | 1 | 0 | 0 | 1 | 0 | 0 | 0.51025 | 0.48975
39 | 1 | 1 | 1 | 0 | 0 | 1 | 0 | 0 | 0.51025 | 0.48975
40 | 0 | 0 | 0 | 1 | 0 | 1 | 0 | 0 | 0.51025 | 0.48975
41 | 1 | 0 | 0 | 1 | 0 | 1 | 0 | 0 | 0.51025 | 0.48975
42 | 0 | 1 | 0 | 1 | 0 | 1 | 0 | 0 | 0.51025 | 0.48975
43 | 1 | 1 | 0 | 1 | 0 | 1 | 0 | 0 | 0.51025 | 0.48975
44 | 0 | 0 | 1 | 1 | 0 | 1 | 0 | 0 | 0.51025 | 0.48975
45 | 1 | 0 | 1 | 1 | 0 | 1 | 0 | 0 | 0.51025 | 0.48975
46 | 0 | 1 | 1 | 1 | 0 | 1 | 0 | 0 | 0.51025 | 0.48975
47 | 1 | 1 | 1 | 1 | 0 | 1 | 0 | 0 | 0.51025 | 0.48975
48 | 0 | 0 | 0 | 0 | 1 | 1 | 0 | 0 | 0.51025 | 0.48975
49 | 1 | 0 | 0 | 0 | 1 | 1 | 0 | 0 | 0.51025 | 0.48975
50 | 0 | 1 | 0 | 0 | 1 | 1 | 0 | 0 | 0.51025 | 0.48975
51 | 1 | 1 | 0 | 0 | 1 | 1 | 0 | 0 | 0.51025 | 0.48975
52 | 0 | 0 | 1 | 0 | 1 | 1 | 0 | 0 | 0.51025 | 0.48975
53 | 1 | 0 | 1 | 0 | 1 | 1 | 0 | 0 | 0.51025 | 0.48975
54 | 0 | 1 | 1 | 0 | 1 | 1 | 0 | 0 | 0.51025 | 0.48975
55 | 1 | 1 | 1 | 0 | 1 | 1 | 0 | 0 | 0.51025 | 0.48975
56 | 0 | 0 | 0 | 1 | 1 | 1 | 0 | 0 | 0.51025 | 0.48975
57 | 1 | 0 | 0 | 1 | 1 | 1 | 0 | 0 | 0.51025 | 0.48975
58 | 0 | 1 | 0 | 1 | 1 | 1 | 0 | 0 | 0.51025 | 0.48975
59 | 1 | 1 | 0 | 1 | 1 | 1 | 0 | 0 | 0.51025 | 0.48975
60 | 0 | 0 | 1 | 1 | 1 | 1 | 0 | 0 | 0.51025 | 0.48975
61 | 1 | 0 | 1 | 1 | 1 | 1 | 0 | 0 | 0.51025 | 0.48975
62 | 0 | 1 | 1 | 1 | 1 | 1 | 0 | 0 | 0.51025 | 0.48975
63 | 1 | 1 | 1 | 1 | 1 | 1 | 0 | 0 | 0.51025 | 0.48975
64 | 0 | 0 | 0 | 0 | 0 | 0 | 1 | 0 | 0.51025 | 0.48975
65 | 1 | 0 | 0 | 0 | 0 | 0 | 1 | 0 | 0.51025 | 0.48975
66 | 0 | 1 | 0 | 0 | 0 | 0 | 1 | 0 | 0.51025 | 0.48975
67 | 1 | 1 | 0 | 0 | 0 | 0 | 1 | 0 | 0.51025 | 0.48975
68 | 0 | 0 | 1 | 0 | 0 | 0 | 1 | 0 | 0.51025 | 0.48975
69 | 1 | 0 | 1 | 0 | 0 | 0 | 1 | 0 | 0.51025 | 0.48975
70 | 0 | 1 | 1 | 0 | 0 | 0 | 1 | 0 | 0.51025 | 0.48975
71 | 1 | 1 | 1 | 0 | 0 | 0 | 1 | 0 | 0.51025 | 0.48975
72 | 0 | 0 | 0 | 1 | 0 | 0 | 1 | 0 | 0.51025 | 0.48975
73 | 1 | 0 | 0 | 1 | 0 | 0 | 1 | 0 | 0.51025 | 0.48975
74 | 0 | 1 | 0 | 1 | 0 | 0 | 1 | 0 | 0.51025 | 0.48975
75 | 1 | 1 | 0 | 1 | 0 | 0 | 1 | 0 | 0.51025 | 0.48975
76 | 0 | 0 | 1 | 1 | 0 | 0 | 1 | 0 | 0.51025 | 0.48975
77 | 1 | 0 | 1 | 1 | 0 | 0 | 1 | 0 | 0.51025 | 0.48975
78 | 0 | 1 | 1 | 1 | 0 | 0 | 1 | 0 | 0.51025 | 0.48975
79 | 1 | 1 | 1 | 1 | 0 | 0 | 1 | 0 | 0.51025 | 0.48975
80 | 0 | 0 | 0 | 0 | 1 | 0 | 1 | 0 | 0.51025 | 0.48975
81 | 1 | 0 | 0 | 0 | 1 | 0 | 1 | 0 | 0.51025 | 0.48975
82 | 0 | 1 | 0 | 0 | 1 | 0 | 1 | 0 | 0.51025 | 0.48975
83 | 1 | 1 | 0 | 0 | 1 | 0 | 1 | 0 | 0.51025 | 0.48975
84 | 0 | 0 | 1 | 0 | 1 | 0 | 1 | 0 | 0.51025 | 0.48975
85 | 1 | 0 | 1 | 0 | 1 | 0 | 1 | 0 | 0.51025 | 0.48975
86 | 0 | 1 | 1 | 0 | 1 | 0 | 1 | 0 | 0.51025 | 0.48975
87 | 1 | 1 | 1 | 0 | 1 | 0 | 1 | 0 | 0.51025 | 0.48975
88 | 0 | 0 | 0 | 1 | 1 | 0 | 1 | 0 | 0.51025 | 0.48975
89 | 1 | 0 | 0 | 1 | 1 | 0 | 1 | 0 | 0.51025 | 0.48975
90 | 0 | 1 | 0 | 1 | 1 | 0 | 1 | 0 | 0.51025 | 0.48975
91 | 1 | 1 | 0 | 1 | 1 | 0 | 1 | 0 | 0.51025 | 0.48975
92 | 0 | 0 | 1 | 1 | 1 | 0 | 1 | 0 | 0.51025 | 0.48975
93 | 1 | 0 | 1 | 1 | 1 | 0 | 1 | 0 | 0.51025 | 0.48975
94 | 0 | 1 | 1 | 1 | 1 | 0 | 1 | 0 | 0.51025 | 0.48975
95 | 1 | 1 | 1 | 1 | 1 | 0 | 1 | 0 | 0.51025 | 0.48975
96 | 0 | 0 | 0 | 0 | 0 | 1 | 1 | 0 | 0.51025 | 0.48975
97 | 1 | 0 | 0 | 0 | 0 | 1 | 1 | 0 | 0.51025 | 0.48975
98 | 0 | 1 | 0 | 0 | 0 | 1 | 1 | 0 | 0.51025 | 0.48975
99 | 1 | 1 | 0 | 0 | 0 | 1 | 1 | 0 | 0.51025 | 0.48975
100 | 0 | 0 | 1 | 0 | 0 | 1 | 1 | 0 | 0.51025 | 0.48975
101 | 1 | 0 | 1 | 0 | 0 | 1 | 1 | 0 | 0.51025 | 0.48975
102 | 0 | 1 | 1 | 0 | 0 | 1 | 1 | 0 | 0.51025 | 0.48975
103 | 1 | 1 | 1 | 0 | 0 | 1 | 1 | 0 | 0.51025 | 0.48975
104 | 0 | 0 | 0 | 1 | 0 | 1 | 1 | 0 | 0.51025 | 0.48975
105 | 1 | 0 | 0 | 1 | 0 | 1 | 1 | 0 | 0.51025 | 0.48975
106 | 0 | 1 | 0 | 1 | 0 | 1 | 1 | 0 | 0.51025 | 0.48975
107 | 1 | 1 | 0 | 1 | 0 | 1 | 1 | 0 | 0.51025 | 0.48975
108 | 0 | 0 | 1 | 1 | 0 | 1 | 1 | 0 | 0.51025 | 0.48975
109 | 1 | 0 | 1 | 1 | 0 | 1 | 1 | 0 | 0.51025 | 0.48975
110 | 0 | 1 | 1 | 1 | 0 | 1 | 1 | 0 | 0.51025 | 0.48975
111 | 1 | 1 | 1 | 1 | 0 | 1 | 1 | 0 | 0.51025 | 0.48975
112 | 0 | 0 | 0 | 0 | 1 | 1 | 1 | 0 | 0.51025 | 0.48975
113 | 1 | 0 | 0 | 0 | 1 | 1 | 1 | 0 | 0.51025 | 0.48975
114 | 0 | 1 | 0 | 0 | 1 | 1 | 1 | 0 | 0.51025 | 0.48975
115 | 1 | 1 | 0 | 0 | 1 | 1 | 1 | 0 | 0.51025 | 0.48975
116 | 0 | 0 | 1 | 0 | 1 | 1 | 1 | 0 | 0.51025 | 0.48975
117 | 1 | 0 | 1 | 0 | 1 | 1 | 1 | 0 | 0.51025 | 0.48975
118 | 0 | 1 | 1 | 0 | 1 | 1 | 1 | 0 | 0.51025 | 0.48975
119 | 1 | 1 | 1 | 0 | 1 | 1 | 1 | 0 | 0.51025 | 0.48975
120 | 0 | 0 | 0 | 1 | 1 | 1 | 1 | 0 | 0.51025 | 0.48975
121 | 1 | 0 | 0 | 1 | 1 | 1 | 1 | 0 | 0.51025 | 0.48975
122 | 0 | 1 | 0 | 1 | 1 | 1 | 1 | 0 | 0.51025 | 0.48975
123 | 1 | 1 | 0 | 1 | 1 | 1 | 1 | 0 | 0.51025 | 0.48975
124 | 0 | 0 | 1 | 1 | 1 | 1 | 1 | 0 | 0.51025 | 0.48975
125 | 1 | 0 | 1 | 1 | 1 | 1 | 1 | 0 | 0.51025 | 0.48975
126 | 0 | 1 | 1 | 1 | 1 | 1 | 1 | 0 | 0.51025 | 0.48975
127 | 1 | 1 | 1 | 1 | 1 | 1 | 1 | 0 | 0.51025 | 0.48975
128 | 0 | 0 | 0 | 0 | 0 | 0 | 0 | 1 | 0.51025 | 0.48975
129 | 1 | 0 | 0 | 0 | 0 | 0 | 0 | 1 | 0.51025 | 0.48975
130 | 0 | 1 | 0 | 0 | 0 | 0 | 0 | 1 | 0.51025 | 0.48975
131 | 1 | 1 | 0 | 0 | 0 | 0 | 0 | 1 | 0.51025 | 0.48975
132 | 0 | 0 | 1 | 0 | 0 | 0 | 0 | 1 | 0.51025 | 0.48975
133 | 1 | 0 | 1 | 0 | 0 | 0 | 0 | 1 | 0.51025 | 0.48975
134 | 0 | 1 | 1 | 0 | 0 | 0 | 0 | 1 | 0.51025 | 0.48975
135 | 1 | 1 | 1 | 0 | 0 | 0 | 0 | 1 | 0.51025 | 0.48975
136 | 0 | 0 | 0 | 1 | 0 | 0 | 0 | 1 | 0.51025 | 0.48975
137 | 1 | 0 | 0 | 1 | 0 | 0 | 0 | 1 | 0.51025 | 0.48975
138 | 0 | 1 | 0 | 1 | 0 | 0 | 0 | 1 | 0.51025 | 0.48975
139 | 1 | 1 | 0 | 1 | 0 | 0 | 0 | 1 | 0.51025 | 0.48975
140 | 0 | 0 | 1 | 1 | 0 | 0 | 0 | 1 | 0.51025 | 0.48975
141 | 1 | 0 | 1 | 1 | 0 | 0 | 0 | 1 | 0.51025 | 0.48975
142 | 0 | 1 | 1 | 1 | 0 | 0 | 0 | 1 | 0.51025 | 0.48975
143 | 1 | 1 | 1 | 1 | 0 | 0 | 0 | 1 | 0.51025 | 0.48975
144 | 0 | 0 | 0 | 0 | 1 | 0 | 0 | 1 | 0.51025 | 0.48975
145 | 1 | 0 | 0 | 0 | 1 | 0 | 0 | 1 | 0.51025 | 0.48975
146 | 0 | 1 | 0 | 0 | 1 | 0 | 0 | 1 | 0.51025 | 0.48975
147 | 1 | 1 | 0 | 0 | 1 | 0 | 0 | 1 | 0.51025 | 0.48975
148 | 0 | 0 | 1 | 0 | 1 | 0 | 0 | 1 | 0.51025 | 0.48975
149 | 1 | 0 | 1 | 0 | 1 | 0 | 0 | 1 | 0.51025 | 0.48975
150 | 0 | 1 | 1 | 0 | 1 | 0 | 0 | 1 | 0.51025 | 0.48975
151 | 1 | 1 | 1 | 0 | 1 | 0 | 0 | 1 | 0.51025 | 0.48975
152 | 0 | 0 | 0 | 1 | 1 | 0 | 0 | 1 | 0.51025 | 0.48975
153 | 1 | 0 | 0 | 1 | 1 | 0 | 0 | 1 | 0.51025 | 0.48975
154 | 0 | 1 | 0 | 1 | 1 | 0 | 0 | 1 | 0.51025 | 0.48975
155 | 1 | 1 | 0 | 1 | 1 | 0 | 0 | 1 | 0.51025 | 0.48975
156 | 0 | 0 | 1 | 1 | 1 | 0 | 0 | 1 | 0.51025 | 0.48975
157 | 1 | 0 | 1 | 1 | 1 | 0 | 0 | 1 | 0.51025 | 0.48975
158 | 0 | 1 | 1 | 1 | 1 | 0 | 0 | 1 | 0.51025 | 0.48975
159 | 1 | 1 | 1 | 1 | 1 | 0 | 0 | 1 | 0.51025 | 0.48975
160 | 0 | 0 | 0 | 0 | 0 | 1 | 0 | 1 | 0.51025 | 0.48975
161 | 1 | 0 | 0 | 0 | 0 | 1 | 0 | 1 | 0.51025 | 0.48975
162 | 0 | 1 | 0 | 0 | 0 | 1 | 0 | 1 | 0.51025 | 0.48975
163 | 1 | 1 | 0 | 0 | 0 | 1 | 0 | 1 | 0.51025 | 0.48975
164 | 0 | 0 | 1 | 0 | 0 | 1 | 0 | 1 | 0.51025 | 0.48975
165 | 1 | 0 | 1 | 0 | 0 | 1 | 0 | 1 | 0.51025 | 0.48975
166 | 0 | 1 | 1 | 0 | 0 | 1 | 0 | 1 | 0.51025 | 0.48975
167 | 1 | 1 | 1 | 0 | 0 | 1 | 0 | 1 | 0.51025 | 0.48975
168 | 0 | 0 | 0 | 1 | 0 | 1 | 0 | 1 | 0.51025 | 0.48975
169 | 1 | 0 | 0 | 1 | 0 | 1 | 0 | 1 | 0.51025 | 0.48975
170 | 0 | 1 | 0 | 1 | 0 | 1 | 0 | 1 | 0.51025 | 0.48975
171 | 1 | 1 | 0 | 1 | 0 | 1 | 0 | 1 | 0.51025 | 0.48975
172 | 0 | 0 | 1 | 1 | 0 | 1 | 0 | 1 | 0.51025 | 0.48975
173 | 1 | 0 | 1 | 1 | 0 | 1 | 0 | 1 | 0.51025 | 0.48975
174 | 0 | 1 | 1 | 1 | 0 | 1 | 0 | 1 | 0.51025 | 0.48975
175 | 1 | 1 | 1 | 1 | 0 | 1 | 0 | 1 | 0.51025 | 0.48975
176 | 0 | 0 | 0 | 0 | 1 | 1 | 0 | 1 | 0.51025 | 0.48975
177 | 1 | 0 | 0 | 0 | 1 | 1 | 0 | 1 | 0.51025 | 0.48975
178 | 0 | 1 | 0 | 0 | 1 | 1 | 0 | 1 | 0.51025 | 0.48975
179 | 1 | 1 | 0 | 0 | 1 | 1 | 0 | 1 | 0.51025 | 0.48975
180 | 0 | 0 | 1 | 0 | 1 | 1 | 0 | 1 | 0.51025 | 0.48975
181 | 1 | 0 | 1 | 0 | 1 | 1 | 0 | 1 | 0.51025 | 0.48975
182 | 0 | 1 | 1 | 0 | 1 | 1 | 0 | 1 | 0.51025 | 0.48975
183 | 1 | 1 | 1 | 0 | 1 | 1 | 0 | 1 | 0.51025 | 0.48975
184 | 0 | 0 | 0 | 1 | 1 | 1 | 0 | 1 | 0.51025 | 0.48975
185 | 1 | 0 | 0 | 1 | 1 | 1 | 0 | 1 | 0.51025 | 0.48975
186 | 0 | 1 | 0 | 1 | 1 | 1 | 0 | 1 | 0.51025 | 0.48975
187 | 1 | 1 | 0 | 1 | 1 | 1 | 0 | 1 | 0.51025 | 0.48975
188 | 0 | 0 | 1 | 1 | 1 | 1 | 0 | 1 | 0.51025 | 0.48975
189 | 1 | 0 | 1 | 1 | 1 | 1 | 0 | 1 | 0.51025 | 0.48975
190 | 0 | 1 | 1 | 1 | 1 | 1 | 0 | 1 | 0.51025 | 0.48975
191 | 1 | 1 | 1 | 1 | 1 | 1 | 0 | 1 | 0.51025 | 0.48975
192 | 0 | 0 | 0 | 0 | 0 | 0 | 1 | 1 | 0.51025 | 0.48975
193 | 1 | 0 | 0 | 0 | 0 | 0 | 1 | 1 | 0.51025 | 0.48975
194 | 0 | 1 | 0 | 0 | 0 | 0 | 1 | 1 | 0.51025 | 0.48975
195 | 1 | 1 | 0 | 0 | 0 | 0 | 1 | 1 | 0.51025 | 0.48975
196 | 0 | 0 | 1 | 0 | 0 | 0 | 1 | 1 | 0.51025 | 0.48975
197 | 1 | 0 | 1 | 0 | 0 | 0 | 1 | 1 | 0.51025 | 0.48975
198 | 0 | 1 | 1 | 0 | 0 | 0 | 1 | 1 | 0.51025 | 0.48975
199 | 1 | 1 | 1 | 0 | 0 | 0 | 1 | 1 | 0.51025 | 0.48975
200 | 0 | 0 | 0 | 1 | 0 | 0 | 1 | 1 | 0.51025 | 0.48975
201 | 1 | 0 | 0 | 1 | 0 | 0 | 1 | 1 | 0.51025 | 0.48975
202 | 0 | 1 | 0 | 1 | 0 | 0 | 1 | 1 | 0.51025 | 0.48975
203 | 1 | 1 | 0 | 1 | 0 | 0 | 1 | 1 | 0.51025 | 0.48975
204 | 0 | 0 | 1 | 1 | 0 | 0 | 1 | 1 | 0.51025 | 0.48975
205 | 1 | 0 | 1 | 1 | 0 | 0 | 1 | 1 | 0.51025 | 0.48975
206 | 0 | 1 | 1 | 1 | 0 | 0 | 1 | 1 | 0.51025 | 0.48975
207 | 1 | 1 | 1 | 1 | 0 | 0 | 1 | 1 | 0.51025 | 0.48975
208 | 0 | 0 | 0 | 0 | 1 | 0 | 1 | 1 | 0.51025 | 0.48975
209 | 1 | 0 | 0 | 0 | 1 | 0 | 1 | 1 | 0.51025 | 0.48975
210 | 0 | 1 | 0 | 0 | 1 | 0 | 1 | 1 | 0.51025 | 0.48975
211 | 1 | 1 | 0 | 0 | 1 | 0 | 1 | 1 | 0.51025 | 0.48975
212 | 0 | 0 | 1 | 0 | 1 | 0 | 1 | 1 | 0.51025 | 0.48975
213 | 1 | 0 | 1 | 0 | 1 | 0 | 1 | 1 | 0.51025 | 0.48975
214 | 0 | 1 | 1 | 0 | 1 | 0 | 1 | 1 | 0.51025 | 0.48975
215 | 1 | 1 | 1 | 0 | 1 | 0 | 1 | 1 | 0.5075 | 0.4925
216 | 0 | 0 | 0 | 1 | 1 | 0 | 1 | 1 | 0.51025 | 0.48975
217 | 1 | 0 | 0 | 1 | 1 | 0 | 1 | 1 | 0.51025 | 0.48975
218 | 0 | 1 | 0 | 1 | 1 | 0 | 1 | 1 | 0.51025 | 0.48975
219 | 1 | 1 | 0 | 1 | 1 | 0 | 1 | 1 | 0.51025 | 0.48975
220 | 0 | 0 | 1 | 1 | 1 | 0 | 1 | 1 | 0.51025 | 0.48975
221 | 1 | 0 | 1 | 1 | 1 | 0 | 1 | 1 | 0.51025 | 0.48975
222 | 0 | 1 | 1 | 1 | 1 | 0 | 1 | 1 | 0.18769 | 0.81231
223 | 1 | 1 | 1 | 1 | 1 | 0 | 1 | 1 | 0.044374 | 0.95563
224 | 0 | 0 | 0 | 0 | 0 | 1 | 1 | 1 | 0.51025 | 0.48975
225 | 1 | 0 | 0 | 0 | 0 | 1 | 1 | 1 | 0.51025 | 0.48975
226 | 0 | 1 | 0 | 0 | 0 | 1 | 1 | 1 | 0.51025 | 0.48975
227 | 1 | 1 | 0 | 0 | 0 | 1 | 1 | 1 | 0.51025 | 0.48975
228 | 0 | 0 | 1 | 0 | 0 | 1 | 1 | 1 | 0.51025 | 0.48975
229 | 1 | 0 | 1 | 0 | 0 | 1 | 1 | 1 | 0.51025 | 0.48975
230 | 0 | 1 | 1 | 0 | 0 | 1 | 1 | 1 | 0.51025 | 0.48975
231 | 1 | 1 | 1 | 0 | 0 | 1 | 1 | 1 | 0.51025 | 0.48975
232 | 0 | 0 | 0 | 1 | 0 | 1 | 1 | 1 | 0.51025 | 0.48975
233 | 1 | 0 | 0 | 1 | 0 | 1 | 1 | 1 | 0.51025 | 0.48975
234 | 0 | 1 | 0 | 1 | 0 | 1 | 1 | 1 | 0.51025 | 0.48975
235 | 1 | 1 | 0 | 1 | 0 | 1 | 1 | 1 | 0.51025 | 0.48975
236 | 0 | 0 | 1 | 1 | 0 | 1 | 1 | 1 | 0.51025 | 0.48975
237 | 1 | 0 | 1 | 1 | 0 | 1 | 1 | 1 | 0.51025 | 0.48975
238 | 0 | 1 | 1 | 1 | 0 | 1 | 1 | 1 | 0.51025 | 0.48975
239 | 1 | 1 | 1 | 1 | 0 | 1 | 1 | 1 | 0.51025 | 0.48975
240 | 0 | 0 | 0 | 0 | 1 | 1 | 1 | 1 | 0.51025 | 0.48975
241 | 1 | 0 | 0 | 0 | 1 | 1 | 1 | 1 | 0.51025 | 0.48975
242 | 0 | 1 | 0 | 0 | 1 | 1 | 1 | 1 | 0.51025 | 0.48975
243 | 1 | 1 | 0 | 0 | 1 | 1 | 1 | 1 | 0.51025 | 0.48975
244 | 0 | 0 | 1 | 0 | 1 | 1 | 1 | 1 | 0.51025 | 0.48975
245 | 1 | 0 | 1 | 0 | 1 | 1 | 1 | 1 | 0.51025 | 0.48975
246 | 0 | 1 | 1 | 0 | 1 | 1 | 1 | 1 | 0.51025 | 0.48975
247 | 1 | 1 | 1 | 0 | 1 | 1 | 1 | 1 | 0.40627 | 0.59373
248 | 0 | 0 | 0 | 1 | 1 | 1 | 1 | 1 | 0.51025 | 0.48975
249 | 1 | 0 | 0 | 1 | 1 | 1 | 1 | 1 | 0.51025 | 0.48975
250 | 0 | 1 | 0 | 1 | 1 | 1 | 1 | 1 | 0.51025 | 0.48975
251 | 1 | 1 | 0 | 1 | 1 | 1 | 1 | 1 | 0.40985 | 0.59015
252 | 0 | 0 | 1 | 1 | 1 | 1 | 1 | 1 | 0.51025 | 0.48975
253 | 1 | 0 | 1 | 1 | 1 | 1 | 1 | 1 | 0.51025 | 0.48975
254 | 0 | 1 | 1 | 1 | 1 | 1 | 1 | 1 | 0.15156 | 0.84844
255 | 1 | 1 | 1 | 1 | 1 | 1 | 1 | 1 | 0.027057 | 0.97294

## 8 Falling topside components
| 8: RNA structural | 8: tower structural | P(8: Falling topside components = True) | P(8: Falling topside components = False)
0 | 0 | 0 | 0.037463 | 0.96254
1 | 1 | 0 | 0.026973 | 0.97303
2 | 0 | 1 | 0.015363 | 0.98464
3 | 1 | 1 | 0.0065816 | 0.99342

## 8 Large hydrostatic offset
| 8: ballast system failure | P(8: Large hydrostatic offset = True) | P(8: Large hydrostatic offset = False)
0 | 0 | 0.000505 | 0.9995
1 | 1 | 0.000995 | 0.99901

## 9 Excess mooring loads
| 9: Capsize | 9: Mooring -mooring clashing | 9: Change in mooring profile | 9: clump weights or floats | P(9: Excess mooring loads = True) | P(9: Excess mooring loads = False)
0 | 0 | 0 | 0 | 0 | 0.50687 | 0.49312
1 | 1 | 0 | 0 | 0 | 0.50687 | 0.49312
2 | 0 | 1 | 0 | 0 | 0.50687 | 0.49312
3 | 1 | 1 | 0 | 0 | 0.50687 | 0.49312
4 | 0 | 0 | 1 | 0 | 0.50687 | 0.49312
5 | 1 | 0 | 1 | 0 | 0.50687 | 0.49312
6 | 0 | 1 | 1 | 0 | 0.50688 | 0.49312
7 | 1 | 1 | 1 | 0 | 0.47325 | 0.52675
8 | 0 | 0 | 0 | 1 | 0.50687 | 0.49312
9 | 1 | 0 | 0 | 1 | 0.50687 | 0.49312
10 | 0 | 1 | 0 | 1 | 0.50687 | 0.49312
11 | 1 | 1 | 0 | 1 | 0.50687 | 0.49312
12 | 0 | 0 | 1 | 1 | 0.50687 | 0.49312
13 | 1 | 0 | 1 | 1 | 0.26239 | 0.73761
14 | 0 | 1 | 1 | 1 | 0.50687 | 0.49312
15 | 1 | 1 | 1 | 1 | 0.014049 | 0.98595

## 9 Anchor dragging
| 9: Excess anchor load | P(9: Anchor dragging = True) | P(9: Anchor dragging = False)
0 | 0 | 0.0069695 | 0.99303
1 | 1 | 0.013655 | 0.98634

## 8 Turbine parked
| 8: Incorrect turbine operation | 8: Array cable disconnect | 8: Substation /grid interruption | 8: generator & gearbox | 8: turbine controls | P(8: Turbine parked = True) | P(8: Turbine parked = False)
0 | 0 | 0 | 0 | 0 | 0 | 0.50875 | 0.49125
1 | 1 | 0 | 0 | 0 | 0 | 0.50875 | 0.49125
2 | 0 | 1 | 0 | 0 | 0 | 0.50875 | 0.49125
3 | 1 | 1 | 0 | 0 | 0 | 0.50875 | 0.49125
4 | 0 | 0 | 1 | 0 | 0 | 0.50875 | 0.49125
5 | 1 | 0 | 1 | 0 | 0 | 0.50875 | 0.49125
6 | 0 | 1 | 1 | 0 | 0 | 0.50875 | 0.49125
7 | 1 | 1 | 1 | 0 | 0 | 0.04881 | 0.95119
8 | 0 | 0 | 0 | 1 | 0 | 0.50875 | 0.49125
9 | 1 | 0 | 0 | 1 | 0 | 0.50875 | 0.49125
10 | 0 | 1 | 0 | 1 | 0 | 0.50875 | 0.49125
11 | 1 | 1 | 0 | 1 | 0 | 0.50875 | 0.49125
12 | 0 | 0 | 1 | 1 | 0 | 0.50875 | 0.49125
13 | 1 | 0 | 1 | 1 | 0 | 0.50875 | 0.49125
14 | 0 | 1 | 1 | 1 | 0 | 0.50875 | 0.49125
15 | 1 | 1 | 1 | 1 | 0 | 0.027698 | 0.9723
16 | 0 | 0 | 0 | 0 | 1 | 0.50875 | 0.49125
17 | 1 | 0 | 0 | 0 | 1 | 0.50875 | 0.49125
18 | 0 | 1 | 0 | 0 | 1 | 0.50875 | 0.49125
19 | 1 | 1 | 0 | 0 | 1 | 0.50875 | 0.49125
20 | 0 | 0 | 1 | 0 | 1 | 0.50875 | 0.49125
21 | 1 | 0 | 1 | 0 | 1 | 0.50875 | 0.49125
22 | 0 | 1 | 1 | 0 | 1 | 0.50875 | 0.49125
23 | 1 | 1 | 1 | 0 | 1 | 0.051196 | 0.9488
24 | 0 | 0 | 0 | 1 | 1 | 0.50875 | 0.49125
25 | 1 | 0 | 0 | 1 | 1 | 0.50875 | 0.49125
26 | 0 | 1 | 0 | 1 | 1 | 0.50875 | 0.49125
27 | 1 | 1 | 0 | 1 | 1 | 0.50875 | 0.49125
28 | 0 | 0 | 1 | 1 | 1 | 0.50875 | 0.49125
29 | 1 | 0 | 1 | 1 | 1 | 0.50875 | 0.49125
30 | 0 | 1 | 1 | 1 | 1 | 0.50875 | 0.49125
31 | 1 | 1 | 1 | 1 | 1 | 0.031297 | 0.9687

## 8 Compromised stability
| P(8: Compromised stability = True) | P(8: Compromised stability = False)
0 | 0.001 | 0.999

## 8 platform (structural)
| 8: Increased turbine loads | P(8: platform (structural) = True) | P(8: platform (structural) = False)
0 | 0 | 0.0050975 | 0.9949
1 | 1 | 0.0099025 | 0.9901

## 8 platform (watertight)
| P(8: platform (watertight) = True) | P(8: platform (watertight) = False)
0 | 0.01 | 0.99

## 8 dynamic cable
| P(8: dynamic cable = True) | P(8: dynamic cable = False)
0 | 0.025 | 0.975

## 8 static cable
| P(8: static cable = True) | P(8: static cable = False)
0 | 0.025 | 0.975

## 8 terminations
| P(8: terminations = True) | P(8: terminations = False)
0 | 0.025 | 0.975

## 8 offshore joints
| P(8: offshore joints = True) | P(8: offshore joints = False)
0 | 0.105 | 0.895

## 9 Drift off station
| 9: Mooring line nonfunctional | P(9: Drift off station = True) | P(9: Drift off station = False)
0 | 0 | 0.00050688 | 0.99949
1 | 1 | 0.00099313 | 0.99901

## 9 chain
| 9: Falling topside components | 9: Large hydrostatic offset | P(9: chain = True) | P(9: chain = False)
0 | 0 | 0 | 0.5075 | 0.4925
1 | 1 | 0 | 0.5075 | 0.4925
2 | 0 | 1 | 0.5075 | 0.4925
3 | 1 | 1 | 0.015045 | 0.98495

## 9 synthetic rope
| P(9: synthetic rope = True) | P(9: synthetic rope = False)
0 | 0.0155 | 0.9845

## 9 wire rope
| P(9: wire rope = True) | P(9: wire rope = False)
0 | 0.015 | 0.985

## 9 connectors
| P(9: connectors = True) | P(9: connectors = False)
0 | 0.0155 | 0.9845

## 9 single anchor
| P(9: single anchor = True) | P(9: single anchor = False)
0 | 0.0155 | 0.9845

## 9 Excess dynamics
| 9: Turbine parked | 9: Compromised stability | P(9: Excess dynamics = True) | P(9: Excess dynamics = False)
0 | 0 | 0 | 0.54659 | 0.45341
1 | 1 | 0 | 0.54659 | 0.45341
2 | 0 | 1 | 0.54659 | 0.45341
3 | 1 | 1 | 0.094039 | 0.90596

## 9 Sink
| 9: platform (structural) | 9: platform (watertight) | P(9: Sink = True) | P(9: Sink = False)
0 | 0 | 0 | 0.09951 | 0.90049
1 | 1 | 0 | 0.050751 | 0.94925
2 | 0 | 1 | 0.050751 | 0.94925
3 | 1 | 1 | 0.0010076 | 0.99899

## 9 Mooring -cable clashing
| P(9: Mooring -cable clashing = True) | P(9: Mooring -cable clashing = False)
0 | 0.033968 | 0.96603

## 9 Anchor -cable clashing
| P(9: Anchor -cable clashing = True) | P(9: Anchor -cable clashing = False)
0 | 0.033968 | 0.96603

## 9 Change in cable profile
| 9: dynamic cable | 9: static cable | 9: terminations | 9: offshore joints | P(9: Change in cable profile = True) | P(9: Change in cable profile = False)
0 | 0 | 0 | 0 | 0 | 0.51025 | 0.48975
1 | 1 | 0 | 0 | 0 | 0.51025 | 0.48975
2 | 0 | 1 | 0 | 0 | 0.51025 | 0.48975
3 | 1 | 1 | 0 | 0 | 0.51025 | 0.48975
4 | 0 | 0 | 1 | 0 | 0.51025 | 0.48975
5 | 1 | 0 | 1 | 0 | 0.51025 | 0.48975
6 | 0 | 1 | 1 | 0 | 0.51025 | 0.48975
7 | 1 | 1 | 1 | 0 | 0.11033 | 0.88967
8 | 0 | 0 | 0 | 1 | 0.51025 | 0.48975
9 | 1 | 0 | 0 | 1 | 0.51025 | 0.48975
10 | 0 | 1 | 0 | 1 | 0.51025 | 0.48975
11 | 1 | 1 | 0 | 1 | 0.45117 | 0.54883
12 | 0 | 0 | 1 | 1 | 0.51025 | 0.48975
13 | 1 | 0 | 1 | 1 | 0.45399 | 0.54601
14 | 0 | 1 | 1 | 1 | 0.45399 | 0.54601
15 | 1 | 1 | 1 | 1 | 0.021991 | 0.97801

## 9 buoyancy modules
| P(9: buoyancy modules = True) | P(9: buoyancy modules = False)
0 | 0.33 | 0.67

## 9 tether & anchor systems
| P(9: tether & anchor systems = True) | P(9: tether & anchor systems = False)
0 | 0.025 | 0.975

## 9 cable protection system
| P(9: cable protection system = True) | P(9: cable protection system = False)
0 | 0.025 | 0.975

## 8 RNA structural
| P(8: RNA structural = True) | P(8: RNA structural = False)
0 | 0.233 | 0.767

## 8 tower structural
| P(8: tower structural = True) | P(8: tower structural = False)
0 | 0.1285 | 0.8715

## 8 ballast system failure
| P(8: ballast system failure = True) | P(8: ballast system failure = False)
0 | 0.01 | 0.99

## 9 Capsize
| P(9: Capsize = True) | P(9: Capsize = False)
0 | 0.001 | 0.999

## 9 Mooring -mooring clashing
| P(9: Mooring -mooring clashing = True) | P(9: Mooring -mooring clashing = False)
0 | 0.027311 | 0.97269

## 9 Change in mooring profile
| P(9: Change in mooring profile = True) | P(9: Change in mooring profile = False)
0 | 0.01375 | 0.98625

## 9 clump weights or floats
| P(9: clump weights or floats = True) | P(9: clump weights or floats = False)
0 | 0.015 | 0.985

## 9 Excess anchor load
| P(9: Excess anchor load = True) | P(9: Excess anchor load = False)
0 | 0.01375 | 0.98625

## 8 Incorrect turbine operation
| P(8: Incorrect turbine operation = True) | P(8: Incorrect turbine operation = False)
0 | 0.0195 | 0.9805

## 8 Array cable disconnect
| P(8: Array cable disconnect = True) | P(8: Array cable disconnect = False)
0 | 0.02 | 0.98

## 8 Substation or grid interrupt
| P(8: Substation /grid interruption = True) | P(8: Substation /grid interruption = False)
0 | 0.01 | 0.99

## 8 generator & gearbox
| P(8: generator & gearbox = True) | P(8: generator & gearbox = False)
0 | 0.288 | 0.712

## 8 turbine controls
| P(8: turbine controls = True) | P(8: turbine controls = False)
0 | 0.54337 | 0.45663

## 8 Increased turbine loads
| P(8: Increased turbine loads = True) | P(8: Increased turbine loads = False)
0 | 0.0195 | 0.9805

## 9 Mooring line nonfunctional
| P(9: Mooring line nonfunctional = True) | P(9: Mooring line nonfunctional = False)
0 | 0.01375 | 0.98625

## 9 Falling topside components
| 9: RNA structural | 9: tower structural | P(9: Falling topside components = True) | P(9: Falling topside components = False) |  | 9: RNA structural | 9: tower structural | P(9: Falling topside components = True) | P(9: Falling topside components = False)
0 | 0 | 0 | 0.037463 | 0.96254 | 0 | 0.233 | 0.1285 | 0.0011217 | 0.028819
1 | 1 | 0 | 0.026973 | 0.97303 | 1 | 0.767 | 0.1285 | 0.0026584 | 0.095901
2 | 0 | 1 | 0.015363 | 0.98464 | 2 | 0.233 | 0.8715 | 0.0031196 | 0.19994
3 | 1 | 1 | 0.0065816 | 0.99342 | 3 | 0.767 | 0.8715 | 0.0043994 | 0.66404
[8 empty] | 0.011299 | 0.9887 | 1
[11 empty] | 0.05833 | 0.94167 | 1

## 9 Large hydrostatic offset
| 9: ballast system failure | P(9: Large hydrostatic offset = True) | P(9: Large hydrostatic offset = False) |  | 9: ballast system failure | P(9: Large hydrostatic offset = True) | P(9: Large hydrostatic offset = False)
0 | 0 | 0.000505 | 0.9995 | 0 | 0.01 | 5.05e-06 | 0.009995
1 | 1 | 0.000995 | 0.99901 | 1 | 0.99 | 0.00098505 | 0.98901
[6 empty] | 0.0009901 | 0.99901 | 1

## 9 Turbine parked
| 9: Incorrect turbine operation | 9: Array cable disconnect | 9: Substation /grid interruption | 9: generator & gearbox | 9: turbine controls | P(9: Turbine parked = True) | P(9: Turbine parked = False) |  | 9: Incorrect turbine operation | 9: Array cable disconnect | 9: Substation /grid interruption | 9: generator & gearbox | 9: turbine controls | P(9: Turbine parked = True) | P(9: Turbine parked = False)
0 | 0 | 0 | 0 | 0 | 0 | 0.50875 | 0.49125 | 0 | 0.0195 | 0.02 | 0.01 | 0.288 | 0.54337 | 3.105e-07 | 2.9982e-07
1 | 1 | 0 | 0 | 0 | 0 | 0.50875 | 0.49125 | 1 | 0.9805 | 0.02 | 0.01 | 0.288 | 0.54337 | 1.5613e-05 | 1.5075e-05
2 | 0 | 1 | 0 | 0 | 0 | 0.50875 | 0.49125 | 2 | 0.0195 | 0.98 | 0.01 | 0.288 | 0.54337 | 1.5214e-05 | 1.4691e-05
3 | 1 | 1 | 0 | 0 | 0 | 0.50875 | 0.49125 | 3 | 0.9805 | 0.98 | 0.01 | 0.288 | 0.54337 | 0.00076501 | 0.0007387
4 | 0 | 0 | 1 | 0 | 0 | 0.50875 | 0.49125 | 4 | 0.0195 | 0.02 | 0.99 | 0.288 | 0.54337 | 3.0739e-05 | 2.9682e-05
5 | 1 | 0 | 1 | 0 | 0 | 0.50875 | 0.49125 | 5 | 0.9805 | 0.02 | 0.99 | 0.288 | 0.54337 | 0.0015456 | 0.0014925
6 | 0 | 1 | 1 | 0 | 0 | 0.50875 | 0.49125 | 6 | 0.0195 | 0.98 | 0.99 | 0.288 | 0.54337 | 0.0015062 | 0.0014544
7 | 1 | 1 | 1 | 0 | 0 | 0.04881 | 0.95119 | 7 | 0.9805 | 0.98 | 0.99 | 0.288 | 0.54337 | 0.0072662 | 0.1416
8 | 0 | 0 | 0 | 1 | 0 | 0.50875 | 0.49125 | 8 | 0.0195 | 0.02 | 0.01 | 0.712 | 0.54337 | 7.6762e-07 | 7.4122e-07
9 | 1 | 0 | 0 | 1 | 0 | 0.50875 | 0.49125 | 9 | 0.9805 | 0.02 | 0.01 | 0.712 | 0.54337 | 3.8598e-05 | 3.727e-05
10 | 0 | 1 | 0 | 1 | 0 | 0.50875 | 0.49125 | 10 | 0.0195 | 0.98 | 0.01 | 0.712 | 0.54337 | 3.7614e-05 | 3.632e-05
11 | 1 | 1 | 0 | 1 | 0 | 0.50875 | 0.49125 | 11 | 0.9805 | 0.98 | 0.01 | 0.712 | 0.54337 | 0.0018913 | 0.0018262
12 | 0 | 0 | 1 | 1 | 0 | 0.50875 | 0.49125 | 12 | 0.0195 | 0.02 | 0.99 | 0.712 | 0.54337 | 7.5995e-05 | 7.3381e-05
13 | 1 | 0 | 1 | 1 | 0 | 0.50875 | 0.49125 | 13 | 0.9805 | 0.02 | 0.99 | 0.712 | 0.54337 | 0.0038212 | 0.0036897
14 | 0 | 1 | 1 | 1 | 0 | 0.50875 | 0.49125 | 14 | 0.0195 | 0.98 | 0.99 | 0.712 | 0.54337 | 0.0037237 | 0.0035956
15 | 1 | 1 | 1 | 1 | 0 | 0.027698 | 0.9723 | 15 | 0.9805 | 0.98 | 0.99 | 0.712 | 0.54337 | 0.010194 | 0.35784
16 | 0 | 0 | 0 | 0 | 1 | 0.50875 | 0.49125 | 16 | 0.0195 | 0.02 | 0.01 | 0.288 | 0.45663 | 2.6093e-07 | 2.5195e-07
17 | 1 | 0 | 0 | 0 | 1 | 0.50875 | 0.49125 | 17 | 0.9805 | 0.02 | 0.01 | 0.288 | 0.45663 | 1.312e-05 | 1.2669e-05
18 | 0 | 1 | 0 | 0 | 1 | 0.50875 | 0.49125 | 18 | 0.0195 | 0.98 | 0.01 | 0.288 | 0.45663 | 1.2786e-05 | 1.2346e-05
19 | 1 | 1 | 0 | 0 | 1 | 0.50875 | 0.49125 | 19 | 0.9805 | 0.98 | 0.01 | 0.288 | 0.45663 | 0.00064288 | 0.00062077
20 | 0 | 0 | 1 | 0 | 1 | 0.50875 | 0.49125 | 20 | 0.0195 | 0.02 | 0.99 | 0.288 | 0.45663 | 2.5832e-05 | 2.4943e-05
21 | 1 | 0 | 1 | 0 | 1 | 0.50875 | 0.49125 | 21 | 0.9805 | 0.02 | 0.99 | 0.288 | 0.45663 | 0.0012989 | 0.0012542
22 | 0 | 1 | 1 | 0 | 1 | 0.50875 | 0.49125 | 22 | 0.0195 | 0.98 | 0.99 | 0.288 | 0.45663 | 0.0012658 | 0.0012222
23 | 1 | 1 | 1 | 0 | 1 | 0.051196 | 0.9488 | 23 | 0.9805 | 0.98 | 0.99 | 0.288 | 0.45663 | 0.0064047 | 0.1187
24 | 0 | 0 | 0 | 1 | 1 | 0.50875 | 0.49125 | 24 | 0.0195 | 0.02 | 0.01 | 0.712 | 0.45663 | 6.4507e-07 | 6.2288e-07
25 | 1 | 0 | 0 | 1 | 1 | 0.50875 | 0.49125 | 25 | 0.9805 | 0.02 | 0.01 | 0.712 | 0.45663 | 3.2436e-05 | 3.132e-05
26 | 0 | 1 | 0 | 1 | 1 | 0.50875 | 0.49125 | 26 | 0.0195 | 0.98 | 0.01 | 0.712 | 0.45663 | 3.1609e-05 | 3.0521e-05
27 | 1 | 1 | 0 | 1 | 1 | 0.50875 | 0.49125 | 27 | 0.9805 | 0.98 | 0.01 | 0.712 | 0.45663 | 0.0015893 | 0.0015347
28 | 0 | 0 | 1 | 1 | 1 | 0.50875 | 0.49125 | 28 | 0.0195 | 0.02 | 0.99 | 0.712 | 0.45663 | 6.3862e-05 | 6.1666e-05
29 | 1 | 0 | 1 | 1 | 1 | 0.50875 | 0.49125 | 29 | 0.9805 | 0.02 | 0.99 | 0.712 | 0.45663 | 0.0032111 | 0.0031007
30 | 0 | 1 | 1 | 1 | 1 | 0.50875 | 0.49125 | 30 | 0.0195 | 0.98 | 0.99 | 0.712 | 0.45663 | 0.0031293 | 0.0030216
31 | 1 | 1 | 1 | 1 | 1 | 0.031297 | 0.9687 | 31 | 0.9805 | 0.98 | 0.99 | 0.712 | 0.45663 | 0.0096795 | 0.2996
[14 empty] | 0.05833 | 0.94167 | 1

## 9 Compromised stability
| P(9: Compromised stability = True) | P(9: Compromised stability = False)
0 | 0.001 | 0.999

## 9 platform (structural)
| 9: Increased turbine loads | P(9: platform (structural) = True) | P(9: platform (structural) = False) |  | 9: Increased turbine loads | P(9: platform (structural) = True) | P(9: platform (structural) = False)
0 | 0 | 0.0050975 | 0.9949 | 0 | 0.0195 | 9.9401e-05 | 0.019401
1 | 1 | 0.0099025 | 0.9901 | 1 | 0.9805 | 0.0097094 | 0.97079
[6 empty] | 0.0098088 | 0.99019 | 1

## 9 platform (watertight)
| P(9: platform (watertight) = True) | P(9: platform (watertight) = False)
0 | 0.01 | 0.99

## 9 dynamic cable
| P(9: dynamic cable = True) | P(9: dynamic cable = False)
0 | 0.025 | 0.975

## 9 static cable
| P(9: static cable = True) | P(9: static cable = False)
0 | 0.025 | 0.975

## 9 terminations
| P(9: terminations = True) | P(9: terminations = False)
0 | 0.025 | 0.975

## 9 offshore joints
| P(9: offshore joints = True) | P(9: offshore joints = False)
0 | 0.105 | 0.895

## 9 RNA structural
| P(9: RNA structural = True) | P(9: RNA structural = False)
0 | 0.233 | 0.767

## 9 tower structural
| P(9: tower structural = True) | P(9: tower structural = False)
0 | 0.1285 | 0.8715

## 9 ballast system failure
| P(9: ballast system failure = True) | P(9: ballast system failure = False)
0 | 0.01 | 0.99

## 9 Incorrect turbine operation
| P(9: Incorrect turbine operation = True) | P(9: Incorrect turbine operation = False)
0 | 0.0195 | 0.9805

## 9 Array cable disconnect
| P(9: Array cable disconnect = True) | P(9: Array cable disconnect = False)
0 | 0.02 | 0.98

## 9 Substation or grid interrupt
| P(9: Substation /grid interruption = True) | P(9: Substation /grid interruption = False)
0 | 0.01 | 0.99

## 9 generator & gearbox
| P(9: generator & gearbox = True) | P(9: generator & gearbox = False)
0 | 0.288 | 0.712

## 9 turbine controls
| P(9: turbine controls = True) | P(9: turbine controls = False)
0 | 0.54337 | 0.45663

## 9 Increased turbine loads
| P(9: Increased turbine loads = True) | P(9: Increased turbine loads = False)
0 | 0.0195 | 0.9805